## Statewide Total
Statewide DM Backlog
|  | FY2011 Total DM Backlog | FY2012 Total DM Backlog | FY2013 Total DM Backlog | FY2014 Total DM Backlog | FY2015 Total DM Backlog | FY2016 Total DM Backlog | FY2017 Total DM Backlog | FY2018 Total DM Backlog | FY2019 Total DM Backlog | Difference FY2018 to FY2019 | % of Total DM Backlog
Agency
1 | Administration | 80769000 | 50300000 | 48700000 | 59336500 | 45684283.33 | 67762500 | 60199084 | 56731534.5 | 67631657.5 | 10900123 | 3.686%
2 | Corrections | 103047000 | 102900000 | 87400000 | 74639000 | 65923000 | 59360000 | 45661000 | 40580000 | 39680000 | -900000 | 2.162%
3 | Education | 15000000 | 20500000 | 12600000 | 16747000 | 15063000 | 16451000 | 20741000 | 21156000 | 18066500 | -3089500 | 0.9845%
4 | Environmental Conservation | 485000 | 200000 | 0 | 200000 | 280000 | 0 | 0 | 0 | 760000 | 760000 | 0.04142%
5 | Fish & Game | 2250000 | 3100000 | 2000000 | 1400000 | 1400000 | 1400000 | 950000 | 2234000 | 2091400 | -142600 | 0.114%
6 | Health & Social Services | 19474000 | 19200000 | 17100000 | 23830449 | 18220049 | 24151000 | 29101011 | 27774047 | 34509834 | 6735787 | 1.881%
7 | Labor | 59219000 | 49000000 | 31500000 | 21350000 | 15080000 | 11860000 | 12895000 | 15720000 | 18550000 | 2830000 | 1.011%
8 | Military | 36514000 | 50000000 | 27900000 | 46549463.91 | 48235722 | 27224800 | 0 | 60006533 | 36822500 | -23184033 | 2.007%
9 | Natural Resources | 67631000 | 69100000 | 74100000 | 75571800 | 73235800 | 70165000 | 73195000 | 71046500 | 68971000 | -2075500 | 3.759%
10 | Public Safety | 2660000 | 6700000 | 6700000 | 6266940 | 6674743 | 5288100 | 2000000 | 1700000 | 3460000 | 1760000 | 0.1886%
11 | Transportation | 456541000 | 751400000 | 673800000 | 515319809 | 459183724 | 434923900 | 346516150 | 302440330 | 301483300 | -957030 | 16.43%
| Facilities | 24712000 | 39400000 | 33100000 | 32847700 | 24460600 | 27254600 | 21105600 | 18900600 | 20880600 | 1980000 | 1.135%
| Highways | 305913000 | 624900000 | 558700000 | 403920600 | 360028200 | 301957000 | 237756950 | 196568450 | 219426200 | 22857750 | 11.8%
| Aviation | 83521000 | 54700000 | 49200000 | 50194500 | 51597500 | 77618500 | 69447500 | 70962500 | 58110000 | -12852500 | 4.26%
| Harbors | 19084000 | 15500000 | 16000000 | 15931700 | 9538200 | 14534600 | 15200600 | 12867280 | 0 | -12867280 | 0.7724%
| Marine Highways | 23311000 | 16900000 | 16800000 | 12425309 | 13559224 | 13559200 | 3005500 | 3141500 | 3066500 | 0 | 0.1886%
12 | University | 773400000 | 1185800000 | 1200700000 | 1203028800 | 1091237667.61 | 1080551300 | 1008793562 | 1061256608.8733 | 1236607475.7105 | 175350866.8372 | 67.39%
13 | Courts | 14932000 | 9800000 | 8100000 | 6853996 | 6952090 | 8655500 | 7715454 | 5260054 | 6396600 | 250000 | 0.3486%
14 | Total: | 1631922000 | 2318000000 | 2190600000 | 2051093757.91 | 1847170078.94 | 1807793100 | 1607767261 | 1665905607.3733 | 1835030267.2105 | 167356083.8372 | 100%
Note on J6: AMBRYAN: Grand total less SOB Asbestos abatement of $85M
Note on K6: Grand total less SOB Asbestos abatement of $89.3M
Note on H13: No longer inlcudes Alaska Aerospace starting in FY2016.
Note on I13: DMVA DM backlog under review. DMVA believes current appropriations are sufficient to fund backlog of needs.
Note on J13: AMBRYAN: Does not include Alaska Aerospace.
Note on K13: Does not include Alaska Aerospace.

## DOA Facilities
Department: Administration
Updated 11/06/18- AB
Dept Priority | DOA Project Number | Allocation | Project Title | Project Description | Project Cost ($00.0) | Running Total ($00.0) | GF Cost ($00.0) | GF Running Total ($00.0) | Location (City) | House District
1 | S 289 |  | Juneau State Office Building - Replace Plumbing Water Pipe | Water pipeline from street was identified to be in need of replacement 10 years ago. Pipeline is original to building and is corroded to the point where failure is imminent. Failure would result in building-wide shutdown. | 300000 | 300000 |  |  | Juneau | 33
2 | DC 169 |  | Dimond Courthouse - Replace Water Main | Replace water main and main power conduit. Water main to the building failed 3 years ago. To provide immediate relief, a connection was added to the sprinkler main. Now the building and sprinkler are fed by the same water main causing safety concerns for the building. Failure of the line will require building-wide shutdown. | 400000 | 700000 |  |  | Juneau | 33
3 | A 091 |  | Alaska Office Building - Replace Fire Panels | Replace failing and outdated fire panels. Panels malfunction on a daily basis making this a life, health, safety risk. | 50000 | 750000 |  |  | Juneau | 33
4 | S 296 |  | Juneau State Office Building - Renovate South Garage | Perform final repairs, renewal, and toppings to remaining levels to include needed electrical, mechanical, sprinkler work and bring up to code. Phase 3 of 3. | 1600000 | 2350000 |  |  | Juneau | 33
5 | S 306 |  | Juneau State Office Building - Final Phase of Fan Wall Project | Complete installation of SOB fan wall system with materials already purchased by DOA. Single point of failure, supplies air to south side 8-11 floors in the State office Building, original to building, past expected life span. System critical, possible building shut down if it fails as a minimum number of air exchanges are required by OSHA . Also an energy efficiency and comfort issue, better control of heating and cooling. | 1550000 | 3900000 |  |  | Juneau | 33
6 | S 282 |  | Juneau State Office Building - Power Wash Exterior and Seal | Clean and seal building exterior walls, 8th floor plaza decks, P4 south slab and P2 to P4 ramps. Cleaning is requirement to remove organic material growth which is degrading the building exterior. Sealing is required to maintain water resistance of concrete. | 600000 | 4500000 |  |  | Juneau | 33
|  |  | TOTAL PBF FY20 ALLOCATED |  | 4500000
1 | S 205 A |  | Juneau State Office Building -Update North Garage | Perform architecture/engineering, renovations to all levels and stairwells to include needed electrical, mechanical, sprinkler and structural work. Recently performed inspection and waiting on fee proposal for phased upgrades. | 5111300 | 5111300 | 5111300 | 5111300 | Juneau | 33
2 | LPPG 016 |  | Linny Pacillo Office/Parking Garage - Master Line of Credit | This line of credit is paid annually from existing capital budgets which reduces the ability to execute other projects. This line of credit will be $774,000 effective July 1, 2019. Paying the remaining balance saves the state $75,626 in interest. | 774000 | 5885300 | 774000 | 5885300 | Anchorage | 20
|  |  | TOTAL UGF APPROPRIATION |  | 5885300
1 | S 240 |  | Juneau State Office Building -Update SOB Entry | Willoughby Main Entrances: Repair / replace concrete, drains, steps. Replace curtain wall at entrance (including glazing). Upgrade planters. Redo glass on storefront because leaking and for energy efficiency purposes. | 1000000 | 1000000 |  |  | Juneau | 33
2 | D 085 |  | Douglas Island Building- Generator Seismic Pads | Building codes require that generator anchor points have vibration isolators to provide protection for seismic or earthquake ground effects. The existing pads for this generator are badly corroded and could allow the generator to break free from its anchor points. | 15750 | 1015750 |  |  | Juneau | 33
3 | D 086 |  | Douglas Island Building- Roof tie downs | Federal regulations require employers to protect their workers from falls if the work threshold height is 6 feet and greater. Tie down points are required for a worker to anchor their fall arrest equipment when working on roofs. Typical work duties would be cleaning roofs of vegetation and drain maintenance. | 262500 | 1278250 |  |  | Juneau | 33
4 | S 238 |  | Juneau State Office Building -Replace Atrium Windows | Replace as needed atrium windows and seals, replace gutters an add flashing (3 sets) | 400000 | 1678250 |  |  | Juneau | 33
5 | NSOB 0213 |  | Nome State Office Building-Install Floor Drain to DFG Lab | Add floor drains to DFG lab for bone boiler | 12600 | 1690850 |  |  | Nome | 39
6 | A 048 |  | Alaska Office Building-Replace Windows | Replace exterior windows | 761250 | 2452100 |  |  | Juneau | 33
7 | A 086 |  | Alaska Office Building-Restroom Upgrade: Fixtures | Upgrade restroom counters and cubicles. Old fixtures dated. | 136500 | 2588600 |  |  | Juneau | 33
8 | A 087 |  | Alaska Office Building-Reseal Windows | Reseal all windows and add touch-up paint. This project needed if work plan project A048 does not proceed. | 89250 | 2677850 |  |  | Juneau | 33
9 | AT 156 |  | Atwood Building-Install Exhaust Fans | Install exhaust fans in 1st flr restrooms | 42000 | 2719850 |  |  | Anchorage | 20
10 | AT 189 |  | Atwood Building Replace Building Controls | Remove current emergency generator, and replace with 1000Kwh unit to add building data centers | 997500 | 3717350 |  |  | Anchorage | 20
11 | AT 159 |  | Atwood Building Repair Stucco | Repair stucco at building exterior entrance | 84000 | 3801350 |  |  | Anchorage | 20
12 | AT 165 |  | Atwood Building Upgrade restroom fixtures | Replace restroom counters and sinks | 813750 | 4615100 |  |  | Anchorage | 20
13 | AT 167 |  | Atwood Building Install Reflectors on Stairwells | Stairwells (2 ea) flrs 1-20. Repaint landings and improve step traction. PHASE 2 | 100800 | 4715900 |  |  | Anchorage | 20
14 | AT 179 |  | Atwood Building Fire Suppression Upgrade | Install fire suppression in 13th and 14th elevator machine rooms | 63945 | 4779845 |  |  | Anchorage | 20
15 | AT 180 |  | Atwood Building Replace emergency power transfer switch | Replace emergency power transfer switch | 49612.5 | 4829457.5 |  |  | Anchorage | 20
16 | AT 184 |  | Atwood Building grade Generator | Replace all vertical exterior window blinds and add shades | 735000 | 5564457.5 |  |  | Anchorage | 20
17 | AT 191 |  | Atwood Building Install Arctic Entry | Replace all old pneumatic controls with Siemens digital controls | 245700 | 5810157.5 |  |  | Anchorage | 20
18 | AT 196 |  | Atwood Building Replace emergency evacuation chairs in stairwells | Add arctic entry to back doors for improved protection from utility loss and air flow pressure issues | 157500 | 5967657.5 |  |  | Anchorage | 20
19 | CB 062 |  | Community Building- Replace Print Shop Doghouse | Replace print shop doghouse. Wood frame, walls and stucco rotten. | 84000 | 6051657.5 |  |  | Juneau | 33
20 | PSOB 065 |  | Palmer State Office Building- Renovate entry near DOC | Design and provide arctic entry at probation entrance, weather elements affecting interior mechanical systems | 52500 | 6104157.5 |  |  | Palmer
21 | CB 063 |  | Community Building-Replace Path between DCH and CB | Replace path between DCH and CB and reseal basement wall. Pathway deteriorating and water leaking into building basement. | 168000 | 6272157.5 |  |  | Juneau | 33
22 | CB 065 |  | Community Building-Replace Boiler | Replace rusted boiler stack and add damper controls. | 131250 | 6403407.5 |  |  | Juneau | 33
23 | NSOB 006 |  | Nome State Office Building- Install Standby Generator | Nome standby generator | 840000 | 7243407.5 |  |  | Nome | 39
24 | CP 090 A |  | Court Plaza Building- Replace VAV Boxes | Replace pneumatic actuators with electronic and new VAV boxes. (energy perf project) | 813750 | 8057157.5 |  |  | Juneau | 33
25 | CP 101 |  | Court Plaza Building- Construct Stairs | Construct stairs from parking lot to lower sidewalk. Stairs would bypass Telephone Hill | 73500 | 8130657.5 |  |  | Juneau | 33
26 | CP 104 |  | Court Plaza Building- New Sky bride between AOB & CPB | Sky bridge between AOB and CPB will provide better access for pedestrians and wheel chair users during inclement weather. | 1060500 | 9191157.5 |  |  | Juneau | 33
27 | DC 127 |  | Dimond Courthouse- Replace Missing Insulation | Add and replace missing insulation on the perimeter loop heating pipes, all floors, add rock wall insulation - RELOCATE ALL FURNITURE | 404250 | 9595407.5 |  |  | Juneau | 33
28 | LPPG 011 |  | Linny Pacillo Office/Parking Garage-Halon System Upgrade | Upgrade to halon suppression system | 54600 | 9650007.5 |  |  | Anchorage | 20
29 | DC 135 |  | Dimond Courthouse-Replace Carpet | Replace rear carpet and paint front and rear stairwell | 320250 | 9970257.5 |  |  | Juneau | 33
30 | DC 149 |  | Dimond Courthouse-Upgrade Ceiling | Upgrade ceiling at ground level to match new ceilings on main floor | 73500 | 10043757.5 |  |  | Juneau | 33
31 | DC 166 |  | Dimond Courthouse-Replace VAV Boxes | Replace 214 VAV boxes. Existing VAV boxes unreliable and becoming a constant maintenance repair item. | 1312500 | 11356257.5 |  |  | Juneau | 33
32 | NSOB 007 |  | Nome State Office Building-Replace Roof | Roof replacement | 1312500 | 12668757.5 |  |  | Nome | 39
33 | DC 167 |  | Dimond Courthouse-Replace Exterior Cement Panels | Replace exterior asbestos cement panels. Some panels beginning to crack and could fall to public areas. | 2152500 | 14821257.5 |  |  | Juneau | 33
34 | DC 168 |  | Dimond Courthouse-Replace Plaza Doors | Replace ground floor plaza entry doors. Hinges becoming a heavy maintenance item. | 126000 | 14947257.5 |  |  | Juneau | 33
35 | DC 178 |  | Dimond Courthouse-Replace Generator | Replace building original generator and all associated controls, electrical, and breaker panels. | 1050000 | 15997257.5 |  |  | Juneau | 33
36 | F 028 |  | Fairbanks Regional Office Building - Recaulk Windows | Recaulk all windows to seal structure from water/heat loss | 68250 | 16065507.5 |  |  | Fairbanks | 1
37 | F 100 |  | Fairbanks Regional Office Building -Replace Carpet & Stair Treads | Replace worn carpeted stair treads with metal treads | 42000 | 16107507.5 |  |  | Fairbanks | 1
38 | F 102 |  | Fairbanks Regional Office Building -Replace Windows | Replace all exterior windows | 1627500 | 17735007.5 |  |  | Fairbanks | 1
39 | F 108 |  | Fairbanks Regional Office Building -Repair Loading Dock | Repair loading dock | 89250 | 17824257.5 |  |  | Fairbanks | 1
40 | S 016 |  | Juneau State Office Building -Replace Directory Signs | Replace/upgrade main lobby directory and all signs | 315000 | 18139257.5 |  |  | Juneau | 33
42 | S 210 |  | Juneau State Office Building -Asbestos Abatement | Abate asbestos in workshop storage area and pipe corridor | 603750 | 107993007.5 |  |  | Juneau | 33
43 | S 242 |  | Juneau State Office Building -Vertical Plumbing Abatement | Abate vertical plumbing chase (P1-P4). Chase is 10x12 and contains piping for waste, water, heating | 761250 | 108754257.5 |  |  | Juneau | 33
44 | S 264 |  | Juneau State Office Building -Replace Ceiling Tiles | Replace all ceiling tiles in the main corridors, floor 5. | 100000 | 108854257.5 |  |  | Juneau | 33
45 | S 266 |  | Juneau State Office Building -Replace Doors to Sky bridge | Replace all sky bridge doors and install controlled key card access x6. Doors have not seals an create static pressure problems in the building. | 262500 | 109116757.5 |  |  | Juneau | 33
46 | S 267 |  | Juneau State Office Building -Upgrade Bathrooms on the 8th Floor | Renovate existing men's and women's restrooms on 8th flr to shower & r/r for use by bldg. employees | 420000 | 109536757.5 |  |  | Juneau | 33
47 | S 279 |  | Juneau State Office Building -Upgrade AHU | Upgrade 12 AHU Control Dampers for more efficient control of air flow within building. | 210000 | 109746757.5 |  |  | Juneau | 33
48 | S 281 |  | Juneau State Office Building -Elevator Safety Upgrade | Replace elevator fire curtains on all floors. Existing curtains do not roll up correctly after a fire alarm event. | 173250 | 109920007.5 |  |  | Juneau | 33
49 | S 283 |  | Juneau State Office Building -Replace Building Windows | Replace building windows with double pane. Energy savings from solar gain and heat loss. | 1260000 | 111180007.5 |  |  | Juneau | 33
50 | S 291 |  | Juneau State Office Building -Asbestos Abatement | Asbestos abate P1 sprinkler room and P1 stairwell. Potential environmental issue of contractors and employees. | 141750 | 111321757.5 |  |  | Juneau | 33
51 | S 292 |  | Juneau State Office Building -Asbestos Abatement | Asbestos abate 2 elevator machine rooms and 6 hoist ways. Potential environmental issue of asbestos entering passenger car. | 483000 | 111804757.5 |  |  | Juneau | 33
52 | S 293 |  | Juneau State Office Building -Asbestos Abatement | Asbestos abate 3 planters on the southeast deck. Replant with new soil and perennials. | 262500 | 112067257.5 |  |  | Juneau | 33
53 | S 295 |  | Juneau State Office Building -Install Chairs for ADA | Install emergency evacuation chairs in stairwells | 157500 | 112224757.5 |  |  | Juneau | 33
54 | PSOB 010 |  | Palmer State Office Building- Underground storage tank removal and above ground replacement. | Replace underground storage tank with new above ground tank & install drainage for gutters. | 400000 | 112624757.5 |  |  | Palmer | 11
55 | PSOB 016 |  | Palmer State Office Building- Close Openings in Boiler Room | Close openings at the base of the stacks south of boiler room- Energy Savings | 26250 | 112651007.5 |  |  | Palmer | 11
56 | PSOB 017 |  | Palmer State Office Building- Repaint Exterior | Repaint exterior of building | 367500 | 113018507.5 |  |  | Palmer | 11
57 | PSOB 020 |  | Palmer State Office Building- Upgrade Sprinkler Main | Upgrade sprinkler main in basement "E" - subject to freezing | 126000 | 113144507.5 |  |  | Palmer | 11
58 | PSOB 021 |  | Palmer State Office Building- Replace Air Handler Unit | Remove failing AHU #3 and install new AHU. Unit is currently operated manually. | 78750 | 113223257.5 |  |  | Palmer | 11
59 | PSOB 029 |  | Palmer State Office Building- Upgrade Parking Lot | Reseal and stripe North, West and South parking lots | 84000 | 113307257.5 |  |  | Palmer | 11
60 | PSOB 046 |  | Palmer State Office Building- Upgrade Exterior to Keep Water away from the Building | Need snow retention above building doors, a couple of gutters to keep water away from building windows and heat trace for those gutters. | 47250 | 113354507.5 |  |  | Palmer | 11
61 | PSOB 051 |  | Palmer State Office Building- Upgrade Basement Vapor Barrier | Investigate and address water intrusion in basement Area E during very heavy rains and spring thaw. | 47250 | 113401757.5 |  |  | Palmer | 11
62 | PSOB 054 |  | Palmer State Office Building- Upgrade Ventilation | Improve ventilation to remove heat from boiler room which causes hot areas in PD suite during summer months. | 47250 | 113449007.5 |  |  | Palmer | 11
63 | PSOB 057 |  | Palmer State Office Building- Replace Fencing | Fence bordering the rear of the building, requires repair or replacement. | 36750 | 113485757.5 |  |  | Palmer | 11
64 | PSOB 060 |  | Palmer State Office Building- Upgrade Mechanical System | Utilizing manual or automatic transfer switches the building could become fully backed up on generator power. Generator has the capacity to run most if not the entire building during power outages. We currently are only using 10-15 % of it's designed capacity | 220500 | 113706257.5 |  |  | Palmer | 11
65 | PSOB 061 |  | Palmer State Office Building- Upgrade Mechanical System | Tie High Efficiency (90%) water heaters in Area B to entire building, which is currently on old hot water makers (60%) in area A. | 26250 | 113732507.5 |  |  | Palmer | 11
66 | PSOB 063 |  | Palmer State Office Building- Service Flat Roof System | Service flat roof system over Public defenders | 52500 | 113785007.5 |  |  | Palmer | 11
67 | PSOB 064 |  | Palmer State Office Building- Replace Boilers | Replace old low efficiency (70-80%) boilers in area A, with High efficiency units, building original. | 236250 | 114021257.5 |  |  | Palmer | 11
68 | PSOB 069 |  | Palmer State Office Building- Extend North Parking Lot | Extend North parking lot to grass/helipad | 262500 | 114283757.5 |  |  | Palmer | 11
69 | PSOB 071 |  | Palmer State Office Building- Replace Garage Doors | Replace Garage Doors | 15750 | 114299507.5 |  |  | Palmer | 11
70 | NOSB 008 |  | Nome State Office Building-Upgrade HVAC System | Upgrade cooling system | 840000 | 115139507.5 |  |  | Nome | 39
71 | NSOB 011 |  | Nome State Office Building-Finish Interior Stair Threads | Finish Interior Stair Treads | 26250 | 115165757.5 |  |  | Nome | 39
72 | LPPG 007 |  | Linny Pacillo Office/Parking Garage- Motion Sensors | Add motion sensors to each parking level to increase electrical usage efficiency | 210000 | 115375757.5 |  |  | Anchorage | 20
73 | LPPG 009 |  | Linny Pacillo Office/Parking Garage-Repair Cracks | Repair expansion joint and crack leaks on levels 9 & 10 | 152250 | 115528007.5 |  |  | Anchorage | 20
74 | LPPG 010 |  | Linny Pacillo Office/Parking Garage-Install Radar & Speed Indicators | Radar and speed indicator for drivers | 26250 | 115554257.5 |  |  | Anchorage | 20
75 | LPPG 015 |  | Linny Pacillo Office/Parking Garage-Reseal Parking Garage | Reseal parking levels | 99750 | 115654007.5 |  |  | Anchorage | 20
76 | NSOB 014 |  | Nome State Office Building- Cracks | Replace cracks in concrete | 200000 | 115854007.5 |  |  | Nome | 39
77 | AT 223 |  | Atwood- HW Heater Replacement | Replace hot water heater. Outdated and energy inefficient. | 60000 | 115914007.5 |  |  | Anchorage | 20
78 | AT 224 |  | Atwood- Lighting Controls | Re-program after hours lighting controls for energy efficiency. Upgrade all floors & modify zones. | 185000 | 116099007.5 |  |  | Anchorage | 20
79 | AT 225 |  | Atwood- Clean/paint Underground Walls & Ceiling | Clean up areas left from plaza upgrade; paint walls and ceiling | 120000 | 116219007.5 |  |  | Anchorage | 20
80 | F 117 |  | Fairbanks- Investigate air relief into building. A/E only. | A/E for additional building relief air for the purpose of increasing the "free cooling" potential in the building. Energy efficiency. | 30000 | 116249007.5 |  |  | Fairbanks | 1
81 | PSOB 076 |  | Palmer SOB- Complete Roof Replacement | Complete areas deferred during last roof replacement | 65000 | 116314007.5 |  |  | Palmer | 11
|  |  | SUBTOTAL PBF UNALLOCATED (DEFERRED) |  | 27064007.5 |  | 0 | 0
1 | VD 002 |  | Viking Drive - Replace fire alarm system in both warehouses. See attached quote from May 2013 from Alcan. | Replace fire alarm system in both warehouses. See attached quote from May 2013 from Alcan. | 84000 | 84000 | 84000 | 84000 | Anchorage | 20
2 | MN 115 |  | Governor's House- Fence replacement including soil remediation | Fence needs to be replaced and soil remediation needed due to lead contamination. Updated Site Characterization plan of soil recently completed. Awaiting results. Projected cost is estimated and can be updated once results are received. | 525000 | 609000 | 525000 | 609000 | Juneau | 33
3 | VD 003 |  | Viking Drive - Parking Lot upgrades to include installation of draining system to avoid deterioration of asphalt | Parking Lot upgrades to include installation of draining system to avoid deterioration of asphalt | 262500 | 871500 | 262500 | 871500 | Anchorage | 20
4 | MN 095 |  | Governor's House -Upgrade Mechanical Systems | Modify mechanical and install cooling | 225750 | 1097250 | 225750 | 1097250 | Juneau | 33
5 | MN 091 |  | Governor's House - Repaint 2nd Floor | Repaint 2nd floor | 52500 | 1149750 | 52500 | 1149750 | Juneau | 33
6 | GMC 008 |  | Geological Materials Center -Security Upgrades | Install additional security surveillance cameras and access control. | 94500 | 1244250 | 94500 | 1244250 | Anchorage | 20
7 | AV 046 |  | Facilities Center -Upgrade Elevator | Modernize elevator equipment | 472500 | 1716750 | 472500 | 1716750 | Juneau | 33
8 | AV 053 |  | Facilities Center - Upgrade Sprinkler Pipes & Conduit | Address sprinkler pipes and conduit breaking due to building movement | 241500 | 1958250 | 241500 | 1958250 | Juneau | 33
9 | MN 114 |  | Governor's House -Replace Exterior Door | Replace exterior door due to rotting | 10500 | 1968750 | 10500 | 1968750 | Juneau | 33
10 | VD 006 |  | Replace water main and building plumbing | Replace water main and building plumbing | 168000 | 2136750 | 168000 | 2136750 | Anchorage | 20
11 | VD 007 |  | Viking Drive - Investigate and Repair building cracks | Investigate and Repair building cracks | 12600 | 2149350 | 12600 | 2149350 | Anchorage | 20
12 | GMC 013 |  | Geological Materials Center -Parking Lot Upgrade | Crack seal, seal coat, stripe parking lot | 68250 | 2217600 | 68250 | 2217600 | Anchorage | 20
13 | AV 062 |  | Facilities Center- Update Exterior of the Building | Remove rock debris and install metal siding. Large rock leaning on exterior wall could be a hazard. Adding siding will provide moisture protection. | 141750 | 2359350 | 141750 | 2359350 | Juneau | 33
14 | AV 068 |  | Facilities Center - Reseal Windows | Reseal windows | 68250 | 2427600 | 68250 | 2427600 | Juneau | 33
15 | GMC 006 |  | Geological Materials Center -Upgrade Cold Room | Complete cold room mechanical upgrades and commissioning | 147000 | 2574600 | 147000 | 2574600 | Anchorage | 20
16 | MN 097 |  | Governor's House -Replace Light Fixtures | Replace various interior lighting with historical fixtures | 42000 | 2616600 | 42000 | 2616600 | Juneau | 33
17 | MN 101 |  | Governor's House -Replace interior Doors | Replace 7 doors on the second floor | 42000 | 2658600 | 42000 | 2658600 | Juneau | 33
18 | GMC 012 |  | Geological Materials Center -Landscaping Upgrade | Complete Landscaping Upgrades | 57750 | 2716350 | 57750 | 2716350 | Anchorage | 20
19 | VD 005 |  | Viking Drive - Repair/Replace perimeter fence and clear vegetation | Repair/Replace perimeter fence and clear vegetation | 115500 | 2831850 | 115500 | 2831850 | Anchorage | 20
|  |  | SUBTOTAL NON PBF UGF UNALLOCATED (DEFERRED) |  | 2831850 |  | 2831850
|  |  |  | TOTAL PBF ALLOCATED | 4500000
|  |  |  | TOTAL GF APPROPRIATION | 5885300
|  |  |  | SUBTOTAL PBF UNALLOCATED (DEFERRED) | 27064007.5
|  |  |  | SUBTOTAL NON PBF GF UNALLOCATED (DEFERRED) | 2831850
|  |  |  | TOTAL PBF & NON PBF GF UNALLOCATED (DEFERRED) | 29895857.5
|  |  |  | GRAND TOTAL | 40281157.5
41 | S 033 |  | Juneau State Office Building -Asbestos Abatement | Full bldg. asbestos abatement, f/a system, sprinkler system, remove abandon cable, temp lease | 89250000 | 107389257.5 |  |  | Juneau | 33 | Remove from Total DM

## DOA SATS
Department: Administration - SATS
Updated 11/06/18- AB
Dept Priority | DOA Project Number | Allocation | Project Title | Project Description | Project Cost ($00.0) | Running Total ($00.0) | GF Cost ($00.0) | GF Running Total ($00.0) | Location (City) | House District
1 |  | SATS/ALMR | Correct Descrepancies at 45 helicopter accessable sites. PM is several years behind, only break fix visits have been made. | Utilize SATS staff plus two contractors average of two days per site. Includes helicopter and and consumable materials, Per Diem and Lodging. $15K per site | 675 | 675 | 675 | 675 | Statewide | Multiple
2 |  | SATS/ALMR | Site Decommission/Cleanup for old microwave sites | Ptarmigan, Old Diamond Ridge, Bradley Mountain, Browne, Bede, Shuyak, Kitoi estimated $100K per site with helicopter, contractors and consumable materials | 700 | 1375 | 700 | 1375 | Homer Denali Kodiak | 31-P, 6-C, 32-P
3 |  | SATS/ALMR | Replacement of manufacture discontinued TDM microwave radios with ip radios grouped by regions | 6 hops calculated on a per hop (2 radios) plus installation materials, ETS staff contractors. $60K per hop | 360 | 1735 | 360 | 1735 | Glenn Highway | 9-E
4 |  | SATS/ALMR | Replacement of old air conditioners and manufacture discontinued Liebert units on microwave site buildings. | 5 sites including contractor installation $11.5K per site | 57.5 | 1792.5 | 57.5 | 1792.5 | North Richardson Highway | 9-E
5 |  | SATS/ALMR | Replacement of tower obstruction lighting with LED systems to reduce power consumption and light replacements | Tudor Tower and one other site includes contractor installation. $40K per site | 80 | 1872.5 | 80 | 1872.5 | Anchorage | 25-M
6 |  | SATS/ALMR | Replacement of manufacture discontinued TDM microwave radios with ip radios grouped by regions | 7 hops calculated on a per hop (2 radios) plus installation materials, ETS staff contractors. $60K per hop | 420 | 2292.5 | 420 | 2292.5 | North Richardson Highway | 9-E
7 |  | SATS/ALMR | Solar Site solar panel and controller repalcements at two solar microwave sites | Ellamar, Jack Peak includes helicopter, contract labor, new support structures, panels and controllers $55K per site | 110 | 2402.5 | 110 | 2402.5 | Valdez | 32-P
8 |  | SATS/ALMR | Lifecycle replacement of ALMR Quantar Trunking Repeaters by area | Replaces Quantars with GTR radios | 5944 | 8346.5 | 5944 | 8346.5 | Anchorage & MatSu | Multiple
9 |  | SATS/ALMR | Replacement of manufacture discontinued TDM microwave radios with ip radios grouped by regions | 5 hops calculated on a per hop (2 radios) plus installation materials, ETS staff contractors. $60K per hop | 300 | 8646.5 | 300 | 8646.5 | Alaska Highway Delta to Border | 9-E 6-C
10 |  | SATS/ALMR | Install security fences at 7 road accessable sites | Includes site prep, contractor installation $20K per site | 140 | 8786.5 | 140 | 8786.5 | Statewide | Multiple
11 |  | SATS/ALMR | Lifecycle replacement of ALMR Quantar Trunking Repeaters by area | Replaces Quantars with GTR radios | 7987 | 16773.5 | 7987 | 16773.5 | Kenai Peninsula, Glenn Highway | 9-E, 29-O, 31-P
12 |  | SATS/ALMR | Purchase New Test Equipment to Support MPLS and IP Transport | 2 sets of ip test sets at $55K each, one each for Fairbanks and Juneau | 110 | 16883.5 | 110 | 16883.5 | Fairbanks Juneau | 1-A, 34-Q
13 |  | SATS/ALMR | Replacement of manufacture discontinued TDM microwave radios with ip radios grouped by regions | 7 hops calculated on a per hop (2 radios) plus installation materials, ETS staff contractors. $60K per hop | 420 | 17303.5 | 420 | 17303.5 | Matanuska Susitna | 9-E, 10-E
14 |  | SATS/ALMR | Lifecycle replacement of ALMR Quantar Trunking Repeaters by area | Replaces Quantars with GTR radios | 8607 | 25910.5 | 8607 | 25910.5 | Richardson & Parks Highways | 9-E, 10-E
15 |  | SATS/ALMR | Replacement of manufacture discontinued TDM microwave radios with ip radios grouped by regions | 3 hops calculated on a per hop (2 radios) plus installation materials, ETS staff contractors. $60K per hop | 180 | 26090.5 | 180 | 26090.5 | Anchorage Spurs | Multiple
16 |  | SATS/ALMR | Saddle Mountain Site Powerline Replacement and power controls improvements | Place second powerline on different route to SATS site at Saddle Mountain from thee Ski Resort , add transfer switch, new generator and digital controller | 300 | 26390.5 | 300 | 26390.5 | Juneau, Skagway | 33-Q, 34-Q
17 |  | SATS/ALMR | Replacement of manufacture discontinued TDM microwave radios with ip radios grouped by regions | 5 hops calculated on a per hop (2 radios) plus installation materials, ETS staff contractors. $60K per hop | 300 | 26690.5 | 300 | 26690.5 | Parks Highway Spurs | 10-E, 6-C
18 |  | SATS/ALMR | New Powerline to High Mountain and add Automatic Transfer Switch and Digital Generator Controller | Place new powerline to SATS site at High Mountain from the Airport. includes transfer switch and digital generator controller | 300 | 26990.5 | 300 | 26990.5 | Ketchikan | 36-R
19 |  | SATS/ALMR | Replacement of manufacture discontinued TDM microwave radios with ip radios grouped by regions | 1 hop calculated on a per hop (2 radios) plus installation materials, ETS staff contractors. $60K per hop | 60 | 27050.5 | 60 | 27050.5 | Soldotna Spurs | 30-O
20 |  | SATS/ALMR | Replacement of manufacture discontinued TDM microwave radios with ip radios grouped by regions | 2 hops calculated on a per hop (2 radios) plus installation materials, ETS staff contractors. $60K per hop | 120 | 27170.5 | 120 | 27170.5 | Kodiak Area | 32-P
21 |  | SATS/ALMR | Replacement of manufacture discontinued TDM microwave radios with ip radios grouped by regions | 3 hops calculated on a per hop (2 radios) plus installation materials, ETS staff contractors. $60K per hop | 180 | 27350.5 | 180 | 27350.5 | Skagway/Haines, Saddle Mountain, High Mountain | 33-Q ,34-Q, 36-R

## DOC
Department: Corrections
Updated 3/5/19 |  |  |  | (Formatted to Thousands)
|  |  |  | Project Cost ($00.0) | Running Total ($00.0) | GF Cost ($00.0) | GF Running Total ($00.0)
Dept. | [7 empty] | Location (City) | House District
Priority | Allocation | Project Title | Project Description
1 | Hiland Mountain Correctional Center | Eagle River-HMCC ST Cell Door Windows | Exchange windows for better visibility | 100000 | 100000 | 100000 | 100000 | Eagle River | HD 14
2 | Yukon Kuskokwim Correctional Center | Bethel-YKCC Mechanical Upgrade Phase II (2nd Boiler) | Upgrade Mech System and install second boiler | 500000 | 600000 | 500000 | 600000 | Bethel | HD 38
3 | Spring Creek Correctional Center | Seward-SCCC Door Controls Upgrade House 2 and 3 | Upgrade house 2 & 3 antiquated analog door control system that DOC can not get parts for, | 500000 | 1100000 | 500000 | 1100000 | Seward | HD 29
4 | Lemon Creek Correctional Center | Boiler Replacement | Boiler A has been leaking for at least a year. New gaskets are required to seal the cast iron boiler sections although there is known ACM present in the boiler. It shall be noted that new burners were installed on both boilers within the last six years. A new boiler should be sized to accept the existing burner and used to replace Boiler #2. Having both boilers working in full operation will provide LCCC with higher efficiency and redundancy. | 450000 | 1550000 | 450000 | 1550000 | Juneau | HD 34
5 | Fairbanks Correctional Center | Fairbanks-FCC Flooding/Groundwater Remedy | Groundwater intiltrates FCC Structure whenever there is a persistent rain. Work includes cleaning out drywells and an engineered solution to mitigate groundwater intrusion. | 450000 | 2000000 | 450000 | 2000000 | Fairbanks | HD 1
6 | Wildwood Correctional Complex | Kenai-WCC Bldg. 5 Dorm 1 & 6 Intercom Expansion for Segregation | Bldg. 5 Dorm 1 & 6 Intercom Expansion for Segregation | 30000 | 2030000 | 30000 | 2030000 | Kenai | HD 29
7 | Ketchikan Correctional Center | Ketchikan-KCC Sidewalk/Sally Port Concrete Repairs | CMU Block wall supporting the vehicle access gate is failing and in need of repair. | 225000 | 2255000 | 225000 | 2255000 | Ketchikan | HD 36
8 | Point Mackenzie Correctional Farm | Pt. Mackenzie PMCF Windows/Doors Replacement in ATCO | Existing 35 year old Atco dorm windows and doors are past serviceable life. Doors and winds are unable to repair and need replaced with energy efficient units. | 30000 | 2285000 | 30000 | 2285000 | Wasilla | HD 10
9 | Goose Creek Correctional Center | Pt. Mackenzie GCCC Door Control and Camera System | Hard drives/Servers running obsolete operating systems, prohibiting the ability for door and camera software updates. | 300000 | 2585000 | 300000 | 2585000 | Wasilla | HD 10
10 | Anchorage Correctional Center West | ACCW-Security Locking Devices | Replace Obsolete Doors and Locks | 550000 | 3135000 | 550000 | 3135000 | Anchorage | HD 20
11 | Ketchikan Correctional Center | Ketchikan-KCC ViaCon Camera System Upgrade |  | 150000 | 3285000 | 150000 | 3285000 | Ketchikan | HD 36
12 | Spring Creek Correctional Center | Seward-SCCC Security Gate Replacement | Replace Vehicle Gates (4 ea.) Gates, motors, and controllers | 800000 | 4085000 | 800000 | 4085000 | Seward | HD 29
13 | Anvil Mountain Correctional Center | Nome-AMCC Camera Upgrades | Most of the cameras at AMCC are analogue, which are low resolution at distances typically monitored in dayrooms. With such low resolution officers are incapable of identifying offenders. Additionally, wider angle cameras are needed in the dayrooms to eliminate "blind spots." IP cameras will help improve monitoring and assist in disciplinary actions and PREA (Prison Rape Elimination Act) compliance. | 200000 | 4285000 | 200000 | 4285000 | Nome | HD 39
14 | Pt. Mackenzie Correctional Farm | P. Mackenzie-PMCF CCTV Recorder and Camera Upgrade | Replace existing CCTV system for additional coverage | 100000 | 4385000 | 100000 | 4385000 | Wasilla | HD 10
15 | Anvil Mountain Correctional Center | Nome-AMCC Segregation Shower | Replace Segregation Showers | 432000 | 4817000 | 432000 | 4817000 | Nome | HD 39
16 | Anchorage Correctional Complex East | Anchorage-ACCE Roof Repairs | Repair roofs adjacent to clerestories | 650000 | 5467000 | 650000 | 5467000 | Anchorage | HD 20
17 | Anchorage Correctional Center West | Anchorage-ACCW Elevator modernization | Modernize elevator in sally-port near main control room. | 195000 | 5662000 | 195000 | 5662000 | Anchorage | HD 20
18 | Spring Creek Correctional Center | Seward-SCCC Fire System Upgrade | Replace Halon system w/mist system in generator room | 175000 | 5837000 | 175000 | 5837000 | Seward | HD 29
19 | Anvil Mountain Correctional Center | Nome-AMCC Domestic Water Line Repairs | Replace Deteriorated /Calcified Hot Water Lines | 350000 | 6187000 | 350000 | 6187000 | Nome | HD 39
20 | Wildwood Correctional Complex | Kenai-WCC Security System Upgrade | Security Locking Devices Bldg. 5/6 | 550000 | 6737000 | 550000 | 6737000 | Kenai | HD 29
21 | Anvil Mountain Correctional Center | Nome-AMCC Exterior Door & Window Replacement | Replace Exterior Rusted Doors and Security Windows | 450000 | 7187000 | 450000 | 7187000 | Nome | HD 39
22 | Fairbanks Correctional Center | Fairbanks-FCC Curb & Sidewalk Repairs | Damaged Curb & Sidewalk Repairs | 84000 | 7271000 | 84000 | 7271000 | Fairbanks | HD 1
23 | Wildwood Correctional Complex | Kenai-WCC Roof design/repair Bldgs. #5 and 6 WPT | Existing roof has reached its 20 year life span and needs replaced due to extensive leaks throughout the building | 1400000 | 8671000 | 1400000 | 8671000 | Kenai | HD 29
24 | Fairbanks Correctional Center | Fairbanks-FCC Walk-in Cooler and Freezer | Walk-in Cooler and Freezer | 420000 | 9091000 | 420000 | 9091000 | Fairbanks | HD 1
25 | Fairbanks Correctional Center | Fairbanks-FCC Pavement Repairs | R&R Paving at Gate 1 | 300000 | 9391000 | 300000 | 9391000 | Fairbanks | HD 1
26 | Yukon Kuskokwim Correctional Center | Bethel-YKCC Replace Shower Stalls with Stainless Steel Inserts | Replace failing shower tiles with stainless enclosures | 600000 | 9991000 | 600000 | 9991000 | Bethel | HD 38
27 | Ketchikan Correctional Center | Ketchikan-KCC Parking Lot Repairs/Pave Access Road | Repair parking lot surfaces and pave access road | 237000 | 10228000 | 237000 | 10228000 | Ketchikan | HD 36
28 | Fairbanks Correctional Center | Fairbanks-FCC Parking Lot and Headbolt Heaters | Add 12 headbolt heater outlets to parking lot. | 120000 | 10348000 | 120000 | 10348000 | Fairbanks | HD 1
29 | Fairbanks Correctional Center | Fairbanks-FCC Sewer Main Improvement | Improve sewer main internal to building; add second sewage grinder in series of ratary drum screen solids remover. | 1200000 | 11548000 | 1200000 | 11548000 | Fairbanks | HD 1
30 | Mat-Su Pretrial Facility | Palmer-MSPT Building Repairs | Connector Link Repairs | 452000 | 12000000 | 452000 | 12000000 | Palmer | HD 11
31 | Palmer Correctional Center | PCC-Medium East Gen Set Transfer Switch Replacement | Replace East side generator transfer switch that works only intermittently | 60000 | 12060000 | 60000 | 12060000 | Palmer | HD 11
32 | Spring Creek Correctional Center | Seward-SCCC Replace Hs 2 & 3 Intercom System Design & Constr | Original units need replacement-not covered by energy program | 250000 | 12310000 | 250000 | 12310000 | Seward | HD 29
33 | Anchorage Correctional Center East | Anchorage-ACCE IP Cameras | Partial upgrade underway IP cameras for new VMS system (300-400 quantity) | 420000 | 12730000 | 420000 | 12730000 | Anchorage | HD 20
34 | Anchorage Correctional Center West | Warehouse Roof Repair | A section of roof over ACCW was not replaced during the last roofing project, leaving it as the original building roof which is approaching 30 years old. A new roof is needed to stop ongoing water infiltration in an effort to preserve the building's structure. One known leak on west side need new roofs on zone 1 and part of zone 2. Zone 1 Housing roof and Warehouse roof are only roofs not replaced. | 750000 | 13480000 | 750000 | 13480000 | Anchorage | HD 20
35 | Goose Creek Correctional Center | Wasilla-GCCC Perimeter Fence Detection System | Replacement of Perimeter Fence Detection System | 220000 | 13700000 | 220000 | 13700000 | Wasilla | HD 10
36 | Hiland Mountain Correctional Center | Eagle River-HMCC Exterior Window Replacement | Unserviceable Window Replacement In HS I,2,3,4 | 150000 | 13850000 | 150000 | 13850000 | Eagle River | HD 14
37 | Mat-Su Pretrial Facility | Palmer-MSPT Plumbing Repairs | Plumbing Repairs - R&R Supply & Waste Pipe. Existing Copper and Cast Iron Pipe failing | 500000 | 14350000 | 500000 | 14350000 | Palmer | HD 11
38 | Palmer Correctional Center | PCC-Master Control Room Renovation & Upgrade | Design and Construct Master Control Room | 780000 | 15130000 | 780000 | 15130000 | Palmer | HD 11
39 | Fairbanks Correctional Center | Fairbanks-FCC Carport/Garage Enclosure | Replace Booking Doors, Add Roof over Rear Entrance | 550000 | 15680000 | 550000 | 15680000 | Fairbanks | HD 1
40 | Point McKenzie Correctional Farm | PMCF Administration Building Septic Upgrade | Septic system requires repairs to remain DEC compliant. | 50000 | 15730000 | 50000 | 15730000 | Wasilla | HD 10
41 | Anchorage Correctional Complex East | Anchorage-ACCE LED Lighting Interior & Exterior | Replace lighting with energy efficient fixtures LED Exterior found company/retro most lighting Interior replace 4' lamps | 120000 | 15850000 | 120000 | 15850000 | Anchorage | HD 20
42 | Anchorage Correctional Complex West | Anchorage-ACCW New Chiller | Replace failing water chiller | 110000 | 15960000 | 110000 | 15960000 | Anchorage | HD 20
43 | Goose Creek Correctional Center | Wasilla-GCCC Pneumatic Shower Valves Upgrade | Replace failing pneumatic shower valves | 120000 | 16080000 | 120000 | 16080000 | Wasilla | HD 10
44 | Hiland Mountain Correctional Center | Eagle River-HMCC Boiler Upgrade | Boilers nearing end of life cycle--25 yrs. old (3 in HIMCC, 2 in H5) | 990000 | 17070000 | 990000 | 17070000 | Eagle River | HD 14
45 | Lemon Creek Correctional Center | Juneau-LCCC ACM 9"x9" Floor Tile Abatement | ACM 9"x9" Floor Tile Abatement | 350000 | 17420000 | 350000 | 17420000 | Juneau | HD 34
46 | Mat-Su Pretrial Facility | Palmer-MSPT Sidewalk Replacement & Paving | Repair Sidewalks and Parking Lot | 165000 | 17585000 | 165000 | 17585000 | Palmer | HD 11
47 | Palmer Correctional Center | Palmer-PCC Segregation Control Room | Segregation Control Room Renovation and Upgrades | 280000 | 17865000 | 280000 | 17865000 | Palmer | HD 11
48 | Pt. Mackenzie Correctional Farm | Pt. Mackenzie-PMCF Kitchen Hood Upgrade | Replace failing kitchen hood | 30000 | 17895000 | 30000 | 17895000 | Wasilla | HD 10
49 | Wildwood Correctional Complex | Gym Roof Replacement | Gym roof is failing and needs replacement. | 475000 | 18370000 | 475000 | 18370000 | Kenai | HD 29
50 | Yukon Kuskokwim Correctional Center | Bethel-YKCC Kitchen Floor Replacement | Floor is quarry tile that has extensive damage and grout is missing. Current floor is very hard to maintain sanitary requirements | 130000 | 18500000 | 130000 | 18500000 | Bethel | HD 38
51 | Ketchikan Correctional Center | Ketchikan-KCC Property Fence Repairs | Rock Stabilization & Prop Fence - Construction | 500000 | 19000000 | 500000 | 19000000 | Ketchikan | HD 36
52 | Anvil Mountain Correctional Center | Nome-AMCC-Emergency Generator ATS Construction | Emergency Generator ATS 2 each. Security Improvements | 100000 | 19100000 | 100000 | 19100000 | Nome | HD 39
53 | Hiland Mountain Correctional Center | Eagle River-HMCC Road Upgrade | Roads & Drainage | 660000 | 19760000 | 660000 | 19760000 | Eagle River | HD 14
54 | Ketchikan Correctional Center | Ketchikan-KCC Fuel Storage Tank Repairs | AST 4 Concrete Base & Piping Replacement. DEC/EPA spill protection. | 195000 | 19955000 | 195000 | 19955000 | Ketchikan | HD 36
55 | Palmer Correctional Center | Palmer-PCC Segregation and Medical Seg Plumbing Upgrade | Repair sewer and Water line and install I-Con water valves | 75000 | 20030000 | 75000 | 20030000 | Palmer | HD 11
56 | Wildwood Correctional Complex | Kenai-WCC Roof Repairs | Roof Design/Repairs - Bldgs. #14 Theater | 250000 | 20280000 | 250000 | 20280000 | Kenai | HD 29
57 | Lemon Creek Correctional Center | Juneau-LCCC Hot water Storage Tank |  | 18000 | 20298000 | 18000 | 20298000 | Juneau | HD 34
58 | Yukon Kuskokwim Correctional Center | Bethel-YKCC Security Gate | Replace Vehicle Access Gate & fence fabric repairs on property fence. Cement bond beam required | 350000 | 20648000 | 350000 | 20648000 | Bethel | HD 38
59 | Lemon Creek Correctional Center | Juneau-LCCC Abatement Building ?Wide ACM |  | 400000 | 21048000 | 400000 | 21048000 | Juneau | HD 34
60 | Anchorage Correctional Center West | Anchorage-ACCW Fire Suppression System-Sprinklers in Maint. Warehouse | Risk Management requested to add sprinklers | 90000 | 21138000 | 90000 | 21138000 | Anchorage | HD 20
61 | Lemon Creek Correctional Center | Juneau-LCCC Perimeter Lighting Upgrade to LEDs |  | 250000 | 21388000 | 250000 | 21388000 | Juneau | HD 34
62 | Hiland Mountain Correctional Center | Eagle River-HMCC Security Door Repairs | Upgrade Room Security Door & Windows H1 thru H5 - Security | 264000 | 21652000 | 264000 | 21652000 | Eagle River | HD 14
63 |  |  |  |  | 21652000 |  | 21652000
64 | Palmer Correctional Center | Palmer-PCC Fire Sprinkler System in Med and Min | Replace all gaskets in dry pipe, replace expired heads, replace (7) clapper valves | 500000 | 22152000 | 500000 | 22152000 | Palmer | HD 11
65 | Pt. Mackenzie Correctional Farm | PMCF Alamo Plumbing Upgrade | Cooper and steel plumbing pipes are deteriorated and beyond repair | 15000 | 22167000 | 15000 | 22167000 | Wasilla | HD 10
66 | Ketchikan Correctional Center | Ketchikan-KCC HVAC Cooling Solution | Provide refrigeration or a chiller, install cooling coils in existing ventilation system. | 250000 | 22417000 | 250000 | 22417000 | Ketchikan | HD 36
67 | Spring Creek Correctional Center | Seward-SCCC Kitchen Grease Interceptors | Replace Kitchen Grease Interceptors (2) | 220000 | 22637000 | 220000 | 22637000 | Seward | HD 29
68 | Wildwood Correctional Complex | Kenai-WCC Mechanical Upgrade | Build. 5 & 10 Steam to Glycol Steam lines Failing and Leaking | 1650000 | 24287000 | 1650000 | 24287000 | Kenai | HD 29
69 | Anvil Mountain Correctional Center | Nome-AMCC Perimeter Road Access Gates | Perimeter road access gates (2) LOCs; needed for equipment access | 150000 | 24437000 | 150000 | 24437000 | Nome | HD 39
70 | Hiland Mountain Correctional Center | Eagle River-HMCC Perimeter Fence Security Detection System | 'Fence detection alarm Is outdated. | 330000 | 24767000 | 330000 | 24767000 | Eagle River | HD 14
71 | Palmer Correctional Center | Palmer-PCC Electric Security Lock Upgrade on Medium | Replace all electronic locks in medium | 150000 | 24917000 | 150000 | 24917000 | Palmer | HD 11
72 | Lemon Creek Correctional Center | Juneau-LCCC Range Upgrades-Control Tower & Permanent Target Placement |  | 250000 | 25167000 | 250000 | 25167000 | Juneau | HD 34
73 | Pt. Mackenzie Correctional Farm | PMCF-Big Barn Holding Tank Cleaning/Pumping | Sewage holding tank in large barn has excusive sediment buildup and can not be pump with inhouse equipment. | 50000 | 25217000 | 50000 | 25217000 | Wasilla | HD 10
74 | Spring Creek Correctional Center | Warehouse Roof Replacement | Warehouse roof is failing and needs replacement (30+ years old). Efforts to patch the roof have extended the life but are no longer effective. Water infiltration is causing further damage to the facility. | 660000 | 25877000 | 660000 | 25877000 | Seward | HD 29
75 | Anvil Mountain Correctional Center | Nome-AMCC ADA Upgrades | ADA Accessibility Upgrades | 255000 | 26132000 | 255000 | 26132000 | Nome | HD 39
76 | Lemon Creek Correctional Center | Juneau-LCCC Sewage Grinder |  | 20000 | 26152000 | 20000 | 26152000 | Juneau | HD 34
77 | Palmer Correctional Center | Palmer-PCC Medium Fence Alarm Upgrade | Upgrade fence detection system on medium side | 20000 | 26172000 | 20000 | 26172000 | Palmer | HD 11
78 | Pt. Mackenzie Correctional Farm | Pt. Mackenzie-PMCF Lighting Repairs | Upgrade Perimeter Lighting | 150000 | 26322000 | 150000 | 26322000 | Wasilla | HD 10
79 | Spring Creek Correctional Center | Seward-SCCC Replace Institutional Sliding Doors (10) | Replace Institutional Sliding Doors | 500000 | 26822000 | 500000 | 26822000 | Seward | HD 29
80 | Wildwood Correctional Complex | Kenai-WCC Water Main Upgrade | Water Main Replacement Project For Increased Capacity | 1350000 | 28172000 | 1350000 | 28172000 | Kenai | HD 29
81 | Palmer Correctional Center | Palmer-PCC Walkway Repairs | Replace Deteriorated Walkway Between Housing 1-7. Replace walkway overhang that is rotting, relocate cabling to under ground and replace concrete sidewalk | 500000 | 28672000 | 500000 | 28672000 | Palmer | HD 11
82 | Pt. Mackenzie Correctional Farm | Pt. Mackenzie-PMCF Mechanical Shop Roof Repairs | Replace Mechanical Shop Roof | 200000 | 28872000 | 200000 | 28872000 | Wasilla | HD 10
83 | Spring Creek Correctional Center | Seward-SCCC Mechanical Repairs | Replace Warehouse Furnace | 50000 | 28922000 | 50000 | 28922000 | Seward | HD 29
84 | Palmer Correctional Center | Palmer-PCC Medium House and Dining Room Doors/Window Replacement | Replace all exterior doors in houses 1-7. Replace windows in house 1-7 and dinning room. | 200000 | 29122000 | 200000 | 29122000 | Palmer | HD 11
85 | Pt. Mackenzie Correctional Farm | Pt. Mackenzie-PMCF Kitchen Freezer Upgrade | Replace failing refrigeration components | 15000 | 29137000 | 15000 | 29137000 | Wasilla | HD 10
86 | Spring Creek Correctional Center | Seward-SCCC Replace House 1 Rec Yard Fence | Replace failing chain link fence. Replace Fence Line where frost heaves are pulling it up | 100000 | 29237000 | 100000 | 29237000 | Seward | HD 29
87 | Palmer Correctional Center | Palmer-PCC HVAC Repairs | Medium Domestic Hot Water System Replacement | 180000 | 29417000 | 180000 | 29417000 | Palmer | HD 11
88 | Pt. Mackenzie Correctional Farm | PMCF Storage Barn Replacement | Barn is over 40 years old and falling apart | 70000 | 29487000 | 70000 | 29487000 | Wasilla | HD 10
89 | Spring Creek Correctional Center | Seward-SCCC Mechanical Upgrade | Plumbing Copper Pipe Replacement and treatment | 255000 | 29742000 | 255000 | 29742000 | Seward | HD 29
90 | Palmer Correctional Center | Palmer-PCC Medium Bathroom and Shower Repairs | Boiler & Heat System | 20000 | 29762000 | 20000 | 29762000 | Palmer | HD 11
91 | Pt. Mackenzie Correctional Farm | Pt. Mackenzie-PMCF Roof Repairs | Replace Pig Barn Roof | 200000 | 29962000 | 200000 | 29962000 | Wasilla | HD 10
92 | Spring Creek Correctional Center | Seward-SCCC Replace House 1 Rec yard Fence | Fence is damaged and causing a security risk | 100000 | 30062000 | 100000 | 30062000 | Seward | HD 29
93 | Palmer Correctional Center | Palmer-PCC Plumbing Repairs | Replace Min Bathroom Floor and Shower Stalls | 110000 | 30172000 | 110000 | 30172000 | Palmer | HD 11
94 | Pt. Mackenzie Correctional Farm | Pt. Mackenzie-PMCF Hog Barn Septic Tank Replacement 3K Gallon | Replace failing tanks | 10000 | 30182000 | 10000 | 30182000 | Wasilla | HD 10
95 | Spring Creek Correctional Center | Seward-SCCC Heating Coils Replacement | Replace heating Coils AH Units x 10 each. Anticp. Obsolete/replace 3/year | 300000 | 30482000 | 300000 | 30482000 | Seward | HD 29
96 | Palmer Correctional Center | Palmer-PCC Gym/Education/Office Roof Repl | Replace Roof on Gym/Education/Office Bldg. | 200000 | 30682000 | 200000 | 30682000 | Palmer | HD 11
97 | Palmer Correctional Center | Palmer-PCC Roof Repair | Replace Hesterberg Reception Center Roof | 250000 | 30932000 | 250000 | 30932000 | Palmer | HD 11
98 | Wildwood Correctional Complex | Kenai-WCC Building Repairs | Bldg. Envelope (Siding & Windows) - Bldg. #10 | 1430000 | 32362000 | 1430000 | 32362000 | Kenai | HD 29
99 | Palmer Correctional Center | Palmer-PCC Medium Tank Room Fuel Piping Upgrade | Medium Tank Room Fuel Piping Upgrade | 100000 | 32462000 | 100000 | 32462000 | Palmer | HD 11
100 | Wildwood Correctional Complex | Kenai-WCC Road Paving | Street Repairs (Resurface) | 225000 | 32687000 | 225000 | 32687000 | Kenai | HD 29
101 | Palmer Correctional Center | Palmer-PCC Concrete Sidewalk Repairs | Concrete Sidewalk Repairs | 60000 | 32747000 | 60000 | 32747000 | Palmer | HD 11
102 | Wildwood Correctional Complex | Kenai-WCC Asbestos Removal | Asbestos Abatement | 2700000 | 35447000 | 2700000 | 35447000 | Kenai | HD 29
103 | Palmer Correctional Center | Palmer-PCC Fire Alarm Upgrade | Integrate House 8,9 & 10 into Monitored Fire Alarm System Network | 200000 | 35647000 | 200000 | 35647000 | Palmer | HD 11
104 | Palmer Correctional Center | Palmer-PCC Water System Phase II | Phase II Sprinkler Pump/Generator | 750000 | 36397000 | 750000 | 36397000 | Palmer | HD 11
105 | Spring Creek Correctional Center | Seward-SCCC Boiler Sections Replacement | Replace Boiler Sections 8 each | 150000 | 36547000 | 150000 | 36547000 | Seward | HD 29
106 | Palmer Correctional Center | Palmer-PCC Waterline Upgrades | Replace Water Lines from Medium to Houses 1-7 | 400000 | 36947000 | 400000 | 36947000 | Palmer | HD 11
107 | Spring Creek Correctional Center | Seward-SCCC Replace Mixing Valves for Hot Water 4 each | Replace obsolete mixing valves for hot water 4 each | 50000 | 36997000 | 50000 | 36997000 | Seward | HD 29
| Palmer Correctional Center | Palmer-PCC Roof Repair | Replace Admin. Bldg. Roof (Metal) | 150000 | 37147000 | 150000 | 37147000 | Palmer | HD 11
| Spring Creek Correctional Center | Seward-SCCC Replace Air Handling Pumps and Motors | Replace Air Handling Pumps & Motors 8 each | 150000 | 37297000 | 150000 | 37297000 | Seward | HD 29
| Palmer Correctional Center | Palmer-PCC HVAC Repairs | Admin. Bldg. Heating Repairs | 83000 | 37380000 | 83000 | 37380000 | Palmer | HD 11
| Spring Creek Correctional Center | Seward-SCCC Replace Exhaust Fans: APS, House 10 each | Replace Exhaust Fans: APS, House 10 each | 150000 | 37530000 | 150000 | 37530000 | Seward | HD 29
| Palmer Correctional Center | Palmer-PCC ILMA Release for Mediation Costs | Restore Facility to DNR requirements to release ILMA (Interagency Land Management Assignment). | 1500000 | 39030000 | 1500000 | 39030000 | Palmer | HD 11
| Spring Creek Correctional Center | Seward-SCCC Perimeter Road Repair | Re-pave Perimeter Road Surface | 400000 | 39430000 | 400000 | 39430000 | Seward | HD 29
| Spring Creek Correctional Center | Seward-SCCC Electrical Repairs | Repair damaged transformer pads | 250000 | 39680000 | 250000 | 39680000 | Seward | HD 29
[6 empty] | TOTAL: | 39680000

## DEED
Department: Education & Early Development
DEED Updated 3/15/19
|  |  |  | Project Cost ($00.0) | Running Total ($00.0)
Dept. | [5 empty] | Location (City) | House District
Priority | Allocation | Project Title | Project Description
1 | Mt. Edgecumbe High School Deferred Maintenance | Emergency Generator and Switch Gear Installation, Upper Campus | This project will include the installation of transfer switch gear and conduit to intertie the upper campus electrical systems to the standby generator. Periodic electrical service interruptions have resulted in the loss of servers and switch gear, rendering the school's internet, email, and phone service inoperable. | 1142000 | 1142000 | Sitka | 35
2 | Library Operations | Stratton Library Critical Maintenance | This project addresses the safety and protection of state property and assets by repairing six vital building systems: 1) sprinkler $66.0; 2) HVAC $875.0; and 3) plumbing $120.0. The remaining $339.5 is for indirect costs. | 1400500 | 2542500 | Sitka | 35
3 | Mt. Edgecumbe High School Deferred Maintenance | Replacement of Heritage Hall (Building 295) Windows | This project will replace all of the windows in Heritage Hall with single-hung vinyl windows. The windows in this dormitory are worn out and parts are becoming difficult to procure. Many of the existing windows were installed in 1991 and leak. | 298000 | 2840500 | Sitka | 35
4 | Mt. Edgecumbe High School Deferred Maintenance | Girls Dorm Siding Project | This project will remove lead painted asbestos siding and dispose appropriately. The project will also install new siding and paint. The building currently has lead painted asbestos siding that cannot be washed or painted without creating a health hazard for the students. The paint is currently cracking and peeling, and the building aesthetics cannot be addressed until the hazardous materials are removed. It should be noted that a recent energy audit of this building concluded that insulating the exterior walls of this building (as part of the siding project) will result in an annual energy savings of approximately $35,000. | 562000 | 3402500 | Sitka | 35
5 | Mt. Edgecumbe High School Deferred Maintenance | Campus-wide Bathroom Renovations | This project will complete miscellaneous deferred maintenance projects in Heritage Hall (Building 295), Ivy Hall (Building 297), and the gym (Building 1331). The work includes bathroom plumbing, fixtures, wall coverings, flooring and tile replacement, lock installation, sprinkler check valve installation, and ventilation improvements. These items are either code required, have failed, or are replacement of items that have exceeded their useful life. | 1135000 | 4537500 | Sitka | 35
6 | Mt. Edgecumbe High School Deferred Maintenance | Building 292 (Boy's Dorm) Window Wall Replacement and Ventilation Improvements | The project was originally scheduled to be partially completed during Phase II, Boy's Dorm Renovation, in 2012. Due in part to lack of funding and unexpected hazardous material removal expenses the project was never completed. Completion of the project, including adding a ventilation system, is necessary to provide a mold free living environment for students in the affected dormitory rooms. | 4611000 | 9148500 | Sitka | 35
7 | Mt. Edgecumbe High School Deferred Maintenance | Backup Generator Installation, Building 1331 | This project will install a 75 KW backup generator that will serve the gymnasium facilities including the heating plant. In the event of a power outage, the lower campus currently does not have backup power to keep the heating system running or maintain emergency lighting. The backup generator will provide electricity to keep the heating plant operational, providing heat as well as basic lighting to ensure student safety and comfort. | 439000 | 9587500 | Sitka | 35
8 | Mt. Edgecumbe High School Deferred Maintenance | Replacement of Boy's Dorm (Building 292) Windows | This project will replace all of the windows in the Boy's Dorm with single-hung vinyl windows. The windows in the dormitory are worn out and the warranty period has expired. | 288000 | 9875500 | Sitka | 35
9 | Mt. Edgecumbe High School Deferred Maintenance | Dining Hall Renovation | This project will completely renovate the student dining hall and kitchen, and provide some realignment of the dining hall in order to increase seating capacity of the dining hall. The project will replace and upgrade aging kitchen equipment including major appliances. The building interior has not had major work since 1985, the dining hall is too small to adequately allow all of the students to assemble during meal times, and some of the kitchen equipment is aging and is beginning to fail. | 3627000 | 13502500 | Sitka | 35
10 | Mt. Edgecumbe High School Deferred Maintenance | Dormitory Furniture Replacement | This project includes the replacement of dormitory furniture (wardrobes, bunk beds, student desks) in Heritage Hall (Building 295) and the main Girl's Dorm (Building 293). The bunk beds, desks, and wardrobes in Heritage Hall were installed in 1992 and have exceeded their useful life. In the main Girl's Dorm approximately one-fourth of the bunk beds date back to the 1980s and have exceed their useful life. | 168000 | 13670500 | Sitka | 35
11 | Mt. Edgecumbe High School Deferred Maintenance | Student Housing Upgrades | This project will renovate space freed up by the classroom vacated with the construction of the academic wing expansion project and convert them into dorm space in order to decrease the density of existing dorm rooms in the boys and girls dorms (Buildings 292 and 293). The dorm rooms of concern are currently housing six or more students in violation of Alaska DHSS occupancy regulations. Dorm space will be constructed in the dining hall building (Building 290), and the second floor of Kuspik Hall (Building 299). | 2051000 | 15721500 | Sitka | 35
12 | Mt. Edgecumbe High School Deferred Maintenance | Covered Campus Walkway | This project will provide for a covered walkway from the main academic building to Building 299 on the upper campus. The walkway frame is to be constructed of aluminum with clear composite roofing to allow for maximum natural light. | 469000 | 16190500 | Sitka | 35
13 | Museum Operations | Sheldon Jackson Museum Window, Roof, and HVAC Replacement | This project addresses 1) window replacement $150.0, 2) cedar shake roof replacement $271.2, and 3) HVAC replacement $1,000.0 to a facility on the historic register. The remaining $454.8 is for indirect costs. | 1876000 | 18066500 | Sitka | 35
|  |  | TOTAL | 18066500

## DEC
Department of Environmental Conservation
Updated 03/15/2019 |  |  |  | (Formatted to Thousands)
|  |  |  | Project Cost ($00.0) | Running Total ($00.0) | GF Cost ($00.0) | GF Running Total ($00.0)
Dept. | [7 empty] | Location (City) | House District
Priority | Allocation | Project Title | Project Description
1 | Environmental Health Laboratory | Autoclave and dishwasher replacement | The laboratory was constructed with three autoclaves and one dishwasher, which use steam generated by a steam boiler, all of which are reaching their life expectancy. The Department is proposing to replace the existing ones with new units that have on-board steam generators. This will allow the laboratory to decommission the oversized and inefficient steam boiler and eliminate the current single point of failure in the existing system. | 275000 | 275000 | 275000 | 275000
2 | Air Quality | Replace and Maintain Air Monitoring Equipment | The Department needs to replace and maintain federally required air monitoring stations throughout the state. These air-monitoring stations provide the data that guides all regulatory processes, and are essential for the assessment of public health risks from air pollutants. This project will fund the purchase of particulate monitors (Met One BAM 1020), speciation samplers (Met One SuperSASS), and analyzers for carbon monoxide (CO), nitrogen dioxide (NO2), sulfur dioxide (SO2). This will also fund the maintenance and repair of the facilities that host these monitors, including several air monitoring towers. | 185000 | 460000 | 185000 | 460000
3 | Spill Prevention & Response | Spill Response VHF Communications Upgrade | This project would replace an aging VHF two-way radio communications system. The system includes handheld radios, vehicle radios and repeaters in Prince William Sound and Cook Inlet that were installed in the late 80's and are nearing the end of their life expectancy. Spare parts are no longer available. This project contributes to DEC's end result of protecting the environment by making timely response and cleanup of pollution possible. As the State's primary response agency for oil and hazardous materials incidents, DEC must have a reliable communications system to ensure responders quickly deploy spill resources, mitigate environmental damage, and enhance recovery of damaged areas. | 300000 | 760000 | 300000 | 760000
[6 empty] | TOTAL: | 760000

## DFG
Department of Fish and Game
Updated 9/25/2018
Area Location | Division | Project Title | Projected Project Cost | Project Description
Dillingham | CF | Wood River - Upgrade dining hall/repair structure | 25000 | 35 year old floor, kitchen, lighting needs to be upgraded to maintain habitability
Nelson Lagoon | CF | Por Moller/Nelson | 9000 | Exisiting siding on the Nelson River Cabin is 30 years old and is falling apart. Estimate of cost is very rough
Port Moller | CF | Port Moller Office | 25000 | Office exterior has not been reonvated in 25 years; siding, windows, and doors need to be replaced.
King Salmon Igiogik | CF | Garage roof and door | 9000 | Replace garage rood and door - leaking and in poor repair
Kodiak | CF | Hangar Apron | 20000 | The apron in front of the Kodiak hangar is heaving during the winter months a creating problems with drainage forcing water into the hangar during periods of heavy rain. This is a safety issue with power inside the hangar.
Cordova | CF | Boat/gear shed - total rebuild (design only)/Secondary containment oil tank | 40000 | boat shed has long outlived it's life expectancy and upper deck floors are rotten and safety hazard
Bethel | CF | Bethel Bunkhouse Facility | 35000 | Duplex water system, winterization, leveling, new furniture
Unalakleet | CF | Unalakleet Field Office Compound | 25000 | Construct new shop facility (design only)
Haines | CF | Chilkoot weir | 60000 | Replace wooden planks with metal grating
Haines | CF | Chilkat weir | 50000 | Re-align weir and replace bi-pods and gate
Haines | CF | Compound | 200000 | New boat shed for skiffs and fish wheel baskets/ parts
Emmonak | CF | Emmonak Field Office Compound | 50000 | Hazmat fuel storage and upgrade secure storage
Unalakleet | CF | Unalakleet Field Office Compound | 45000 | Hazmat fuel storage and double wall fuel tank
King Salmon | CF | Repair/upgrade interior flooring, cove base & walls & repaint | 25000 | 25 year old floors and paint
King Salmon | CF | Replace Aging Heating System Controls (Design only) | 35000 | approaching non-functional
Kodiak | CF | Kodiak Bunkhouse | 25000 | The Kodiak bunkhouse is a heavily used facility. The bathrooms and kitchen have not been renovated in over 15 years.
Yakutat | CF | Paint exterior bunkhouse surfaces | 10000 | Exterior of bunkhouse in bad shape; not painted in many years
Haines | CF | Compound | 50000 | Replace/upgrade siding from hardi-plank to metal siding
Haines | CF | Compound | 20000 | Storage shed for ocean crew and weir crew to store equipment
Haines | CF | Compound | 20000 | Misc. repairs/upgrades (Painting/shed repairs)
Bethel | CF | Bethel Bunkhouse Facility | 100000 | New wahrehouse
Palmer | SF | ADF&G Shop boiler replacement | 8500 | 29 yr old boiler has far exceeded its useful life and should be replaced. Quote is for purchase and installation of a Weil McLain CGA#6-PIDN Natural Gas Fired Hot Water Boiler.
Palmer | SF | Security gate installation at ADF&G maintenance yard | 12000 | Quote covers purchase and installation of a cantilevers gate and opener. The shop yard was broken into this past year. A more secure gate system is needed.
Ketchikan | SF | Phone system | 5000 | KTN needs a phone system upgrade.
Petersburg | WL | Gut Island Maintenance | 3000 | New roofing and foundation work
Kenai | WL | MRC Battery Bank replacement | 10000 | Solar and generator power system needs new batteries to provide power at constant voltage to scientific equipment.
Kenai | WL | MRC Fence material for replacement | 52800 | Purchase wire and posts to replace ~1 mile of fence at Moose Research Center.
McGrath | WL | McGrath Staff Residence Refurbishment | 2000 | repair deck and fence at department staff residence at McGrath Area Office
Ambler/Fairbanks | WL | Repair storage shed | 4000 | Repair storage shed for supplies for caribou capture work
975300
Fairbanks | WL | Creamer's Refuge Barn Interior and Phase 1 | 250000 | state risk management assessment, electrical upgrade, lead paint removal
Fairbanks | WL | Creamer's Refuge Barn Exterior | 14000 | repair and paint the exterior of the Creamer's Refuge barn
264000
Vessels / Boats
Area Location | Division | Project Title | Projected Project Cost | Project Description
Petersburg | CF | R/V Kestrel maintenance | 5000 | New galvanized anchor chain and cable
Petersburg | CF | R/V Kestrel maintenance | 20000 | Remanufactured engine for genset
Petersburg | CF | R/V Kestrel maintenance | 5000 | Shaft temperature sensors & display
Petersburg | CF | R/V Kestrel shaft bearings | 10000 | New Cutlass shaft bearings
Petersburg | CF | R/V Kestrel port genset rebuild | 40000 | Port genset total rebuild
Petersburg | CF | R/V Kestrel paint engine room | 50000 | Alaska Coating Paint in the engine room
Petersburg | CF | R/V Kestrel deck lights | 15000 | New LED interior and deck lights
Juneau | CF | R/V Medeia dock maintenance | 7000 | dock maintenance/Harris Harbor dock lumber
Juneau | CF | R/V Medeia maintenance | 3500 | Ship's terminal rigging
Juneau | CF | R/V Medeia maintenance | 60000 | Replace Naiad inflatable boat
Cordova | CF | R/V Solstice engine | 55000 | engine/ 22k hours on current engine
Homer | CF | R/V Pandaluls sponson design | 70000 | achitectural design for sponson
cordova & Homer | CF | R/V Pandalus & Solstice | 7600 | Haul-out, launching, vessel blocking
cordova & Homer | CF | R/V Pandalus & Solstice | 4500 | City utilities, services in yard
cordova & Homer | CF | R/V Pandalus & Solstice | 5800 | Hull primer, paint and supplies
cordova & Homer | CF | R/V Pandalus & Solstice | 3600 | Replace zincs
Homer | CF | R/V Pandalus & Solstice | 24000 | sand sweep paint underbody
Homer | CF | R/V Pandalus maintenance | 4000 | M/E and genset coolant replacement
Homer | CF | RV Pandalus Genset | 35000 | Genset replacement 25KW
Homer | CF | R/V Pandalus & Solstice | 11000 | Main engine replace injectors, fuel pump, turbo
Cordova | CF | R/V Solstice hydraulics | 9600 | Hydraulics upgrade / maintenance
cordova & Homer | CF | R/V Pandalus & Solstice | 5000 | Life raft repack/ safety equip
Homer | CF | R/V Pandalus Radar | 11000 | Radar replacement
Cordova | CF | R/V Solstice cape rails | 14000 | replace cape rails
Cordova | CF | R/V Solstice rudder tube | 4500 | Rudder tube replacement
Petersburg | CF | R/V Kestrel maintenance | 5000 | Purchase 3 Green Marine navigation monitors
Petersburg | CF | R/V Kestrel maintenance | 6000 | New Quincy air compressor for engine room
Petersburg | CF | R/V Kestrel maintenance | 6000 | New commercial washer & dryer
Petersburg | CF | R/V Kestrel maintenance | 2000 | New navigation computer
Juneau | CF | R/V Medeia maintenance | 8000 | Electrical upgrades switches, lights, outlets, phase I
Juneau | CF | R/V Medeia maintenance | 8000 | Refinish the showers
Bethel | WL | Repair boat | 11000 | Major repairs to failing boat
Ambler/Fairbanks | WL | Refurb capture boat | 3000 | Refurbish 18' flat bottom boat for caribou captures
Region 2 areawide | WL | Regional boats deferred maintenance | 50000 | Over 5 years, Trailer bearings, bottom paint, seasonal maintenance on outboards. Diversity, Artemis, Medved, and Anova.
Petersburg | WL | Black feather skiff | 2000 | Repair or replace auxiliary skiff
Ketchikan | WL | Tuff boat bottom refurbish | 3500 | Bottom cleaning & painting
Sitka | WL | Repair boat | 7000 | Repair boat hydraulics/recondition bottom
591600
Aircraft
Area Location | Division | Project Title | Projected Project Cost | Project Description
Kodiak | CF | 185 engine overhaul | 50000 | Our 185 will require an overhaul at the end of the 2018 field season. This plane is used frequently for department mission on the Alaska Peninsula
Nome/Fairbanks | WL | Aircraft Engine | 48000 | replace and install Cessna 185 (N8717Q) aircraft engine
Nome/Fairbanks | WL | Aircraft Rebuild | 100000 | rebuild PA-18 fuselage and wings (confiscated aircraft)
Fairbanks | WL | Replace skin on Aircraft Scout | 25000 | recover the frame of department Scout (N7695S)
Nome/Fairbanks | WL | Paint C-185 aircraft | 25000 | Repaint C-185 (N8717Q)
Fairbanks | WL | Panel/Radio/Intercom wiring | 12500 | maintain failing communication in PA-18 (N7063J)
260500
|  |  | 2091400 | TOTAL ALL DM

## DHSS Pioneer Homes
Department: Health & Social Services - Pioneer Homes |  |  |  |  | (Formatted to Thousands)
Updated 10/18/2018 |  |  |  |  | Project Cost ($00.0) | Running Total ($00.0) | GF Cost ($00.0) | GF Running Total ($00.0)
Dept. | [8 empty] | Location (City) | House District
Priority | Allocation | Allocation | Project Title | Project Description
1 | Pioneer Homes | Pioneer Homes | Emergent and Emergency Needs | Planning to counter emergencies, problems or unexpected occurances in order to protect staff, property and operational activities | 250000 | 250000 | 250000 | 250000 | Various | Various
2 | Fairbanks Pioneer Home Main Facility | Fairbanks Pioneer Home | Roof Coverings Built-Up Roofing Replacement | The existing roof does not meet snow load requirements. A newly designed roofing system is needed. | 1802007 | 2052007 | 1802007 | 2052007 | Fairbanks | 1-A
3 | Fairbanks Pioneer Home Main Facility | Fairbanks Pioneer Home | Smoke Dampers Replacement | The existing pneumatic Direct Digital Controls smoke damper controls are aging and experiencing leaks. This system requires an upgrade to electric | 141582 | 2193589 | 141582 | 2193589 | Fairbanks | 1-A
4 | Fairbanks Pioneer Home Main Facility | Fairbanks Pioneer Home | Concrete Sidewalks and Courtyards Safety Upgrades | Replace the broken concrete sidewalks and courtyard concrete surfaces that pose a trip hazard to the residents and staff. | 157054 | 2350643 | 157054 | 2350643 | Fairbanks | 1-A
5 | Sitka Pioneer Home Main Facility | Sitka Pioneer Home | Tub Room Upgrades | Exposed plumbing and older cracked tiles on floors and walls requires complete 2-North and 3-North tub room upgrades. | 426582 | 2777225 | 426582 | 2777225 | Sitka | 35-R
6 | Alaska Veterans and Pioneer Home | Alaska Veterans and Pioneer Home | Courtyard Concrete Surfaces Safety Repair | The concrete walking surfaces in the inner courtyard are frost heaved and pose a major trip hazard to the residents. | 53309 | 2830534 | 53309 | 2830534 | Palmer | 11-F
7 | Fairbanks Pioneer Home Main Facility | Fairbanks Pioneer Home | Fluorescent Light Fixture Conversion | Replace the fluorescent lighting facility wide and convert to light emitting diode (LED) fixtures. | 154950 | 2985484 | 154950 | 2985484 | Fairbanks | 1-A
8 | Ketchikan Pioneer Home | Ketchikan Pioneer Home | Replace Interior Doors and Hardware | Replace worn and damaged interior doors and hardware. Some exit and stairwell fire doors are warped to the point of not latching properly, which creates a problem with the wander-guard life safety equipment. | 363038 | 3348522 | 363038 | 3348522 | Ketchikan | 36-R
9 | Ketchikan Pioneer Home | Ketchikan Pioneer Home | Main Entry Door and Hardware Replacement | The inner and outer entry door system is in need of replacement. | 62623 | 3411145 | 62623 | 3411145 | Ketchikan | 36-R
10 | Sitka Pioneer Home Main Facility | Sitka Pioneer Home | Fuel Tank Supply Lines Replacement | Four outdated supply and return fuel lines from the fuel tank to the boilers and generator are at the end of their useful life and need to be replaced. | 24528 | 3435673 | 24528 | 3435673 | Sitka | 35-R
11 | Ketchikan Pioneer Home | Ketchikan Pioneer Home | Second Floor Flooring Installation | Replace carpeting in the second floor common areas. | 105476 | 3541149 | 105476 | 3541149 | Ketchikan | 36-R
12 | Sitka Pioneer Home Main Facility | Sitka Pioneer Home | Recondition & Paint Exterior Surfaces | Recondition and paint exterior surfaces in order to minimize moisture ingress. Exterior wall surfaces and finish have been compromised by exposure to the elements. | 926240 | 4467389 | 926240 | 4467389 | Sitka | 35-R
13 | Ketchikan Pioneer Home | Ketchikan Pioneer Home | Toilet and Bath Modernization | Resident bathrooms are original to the building and require replacement. Urine deterioration to tile, grout lines and age are factors in the replacement. | 353335 | 4820724 | 353335 | 4820724 | Ketchikan | 36-R
14 | Ketchikan Pioneer Home | Ketchikan Pioneer Home | Ceiling Tile, Paint and Wainscotting Second Floor Hall | Ceiling tile, paint and wainscot is in need of upgrades at the second floor hall | 209211 | 5029935 | 209211 | 5029935 | Ketchikan | 36-R
15 | Anchorage Pioneer Home | Anchorage Pioneer Home | Kitchen Dish Room Renovation | Renovate the dishwasher and surrounding area. Install new flooring and repair water damaged walls. | 206750 | 5236685 | 206750 | 5236685 | Anchorage | 25-M
16 | Alaska Veterans and Pioneer Home | Alaska Veterans and Pioneer Home | Heating and Ventilation Investigation | Investigate the addition of a chiller that would provide Heating Ventilation and Air Conditioning coverage to areas of home that are currently under supplied. | 56534 | 5293219 | 56534 | 5293219 | Palmer | 11-F
17 | Sitka Pioneer Home Main Facility | Sitka Pioneer Home | Terrace Perimeter Rock Wall Repairs | Stone-and-mortar rock walls are in need of repair to restore their condition. | 32683 | 5325902 | 32683 | 5325902 | Palmer | 11-F
18 | Fairbanks Pioneer Home Main Facility | Fairbanks Pioneer Home | Resident Room Heating Replacement | Replace the outdated and inefficient finned tube radiant heaters in the resident rooms. | 382720 | 5708622 | 382720 | 5708622 | Fairbanks | 1-A
19 | Fairbanks Pioneer Home Main Facility | Fairbanks Pioneer Home | Crawl Space Lighting | The routinely accessed crawl space has an inadequate plug in work light system and would require a code compliant lighting system. | 27291 | 5735913 | 27291 | 5735913 | Fairbanks | 1-A
20 | Fairbanks Pioneer Home Main Facility | Fairbanks Pioneer Home | Concrete Sidewalks and Courtyards Safety Upgrades | Replace the broken concrete sidewalks and courtyard concrete surfaces that pose a trip hazard to the residents and staff. | 210496 | 5946409 | 210496 | 5946409 | Fairbanks | 1-A
21 | Sitka Pioneer Home Main Facility | Sitka Pioneer Home | Terrace Perimeter Rock Wall Repairs | Stone-and-mortar rock walls are in need of repair to restore their condition. | 127125 | 6073534 | 127125 | 6073534 | Sitka | 35-R
22 | Sitka Pioneer Home Main Facility | Sitka Pioneer Home | LED Light Conversion | Electricity Expenses have quadrupled within the last year as new city dam project comes online. Convert all lights to LED. | 186688 | 6260222 | 186688 | 6260222 | Sitka | 35-R
23 | Sitka Pioneer Home Main Facility | Sitka Pioneer Home | North Wing Hallway Walls and Flooring | North Wing has torn and separated wall and flooring finishes and needs replacement | 294818 | 6555040 | 294818 | 6555040 | Sitka | 35-R
24 | Sitka Pioneer Home Main Facility | Sitka Pioneer Home | Replace Window Screens | Replace all exterior window screens | 65369 | 6620409 | 65369 | 6620409 | Sitka | 35-R
25 | Fairbanks Pioneer Home Main Facility | Fairbanks Pioneer Home | Shipping and Receiving Entrance Expansion | Expand the shipping and receiving area to enable more efficient processing of a high volume of incoming supplies. | 160743 | 6781152 | 160743 | 6781152 | Fairbanks | 1-A
26 | Fairbanks Pioneer Home Main Facility | Fairbanks Pioneer Home | Air Conditioning for the Front Office Rooms | The front administrative office rooms are uncomfortably warm during the warmer seasons. Provide HVAC cooling to the front office rooms. | 62852 | 6844004 | 62852 | 6844004 | Fairbanks | 1-A
27 | Fairbanks Pioneer Home Main Facility | Fairbanks Pioneer Home | Generator Room Refurbishing | Refurbish the soon to be empty generator room by dividing the room into two separate rooms. One room would house the server room equipment and the new phone system. The other room would house the walk-in cooler and freezer condensers. | 90970 | 6934974 | 90970 | 6934974 | Fairbanks | 1-A
28 | Fairbanks Pioneer Home Main Facility | Fairbanks Pioneer Home | Exterior Site Lighting Upgrades | Replace exterior pole lights around back of building. Old incandescent 10' pole lights are erratically spaced and provide very poor lighting in the winter time. Install new LED type fixtures. | 76886 | 7011860 | 76886 | 7011860 | Fairbanks | 1-A
29 | Fairbanks Pioneer Home Main Facility | Fairbanks Pioneer Home | Rain Gutter and Downspout Installation | Gutter and downspout upgrades are needed to prevent dangerous walkway ice from forming. | 114834 | 7126694 | 114834 | 7126694 | Fairbanks | 1-A
30 | Ketchikan Pioneer Home | Ketchikan Pioneer Home | Underground Storage Tank Replacement | Decommission, or remove the existing underground heating fuel storage tank and replace it with an above ground heating fuel storage tank. | 464681 | 7591375 | 464681 | 7591375 | Ketchikan | 36-R
31 | Ketchikan Pioneer Home | Ketchikan Pioneer Home | Resurface Sidewalks in Courtyard Area | Sidewalks are in need of resurfacing as they are heavily pitted and damaged, creating uneven walking surfaces. | 225329 | 7816704 | 225329 | 7816704 | Ketchikan | 36-R
32 | Ketchikan Pioneer Home | Ketchikan Pioneer Home | Parking Lot Resurface & Restripe | Repaving and restriping, along with localized work where failure of subgrade material is evident. | 26790 | 7843494 | 26790 | 7843494 | Ketchikan | 36-R
33 | Ketchikan Pioneer Home | Ketchikan Pioneer Home | Drive Through Safety Entrance Canopy | Construction of a drive-thru canopy along the building's west elevation is required for ADA access. | 530002 | 8373496 | 530002 | 8373496 | Ketchikan | 36-R
34 | Ketchikan Pioneer Home | Ketchikan Pioneer Home | Security Fence Installation | Security fencing is needed in some areas of the property as constant traffic from transient population at low-cost housing residence and city park next door are damaging grounds. | 30924 | 8404420 | 30924 | 8404420 | Ketchikan | 36-R
35 | Ketchikan Pioneer Home | Ketchikan Pioneer Home | Vanity & Casework Replacement | Upgrade the resident room vanities, closet inserts, casework, sinks and mirrors. | 478823 | 8883243 | 478823 | 8883243 | Ketchikan | 36-R
36 | Sitka Pioneer Home Nurse's Quarters | Sitka Pioneer Home | Balcony Retaining Wall Repair at Nurses Quarters | Renovate and repair the balcony parapet walls. | 40579 | 8923822 | 40579 | 8923822 | Sitka | 35-R
37 | Anchorage Pioneer Home | Anchorage Pioneer Home | Actuator Valve Replacement and F-2 Fan Repair | Replace the Direct Digital Control actuator valves for the heating and ventilation system. Repair and isolate fan F-2 from downstream devices. | 135628 | 9059450 | 135628 | 9059450 | Anchorage | 25-M
38 | Alaska Veterans and Pioneer Home | Alaska Veterans and Pioneer Home | Domestic Water Plumbing Replacement | Domestic water supply piping is aged and leaking. Replacement is needed. | 172020 | 9231470 | 172020 | 9231470 | Palmer | 11-F
39 | Alaska Veterans and Pioneer Home | Alaska Veterans and Pioneer Home | Electrical Panel Upgrade | The existing electrical main distribution panels are in need of replacement. | 66160 | 9297630 | 66160 | 9297630 | Palmer | 11-F
40 | Alaska Veterans and Pioneer Home | Alaska Veterans and Pioneer Home | Laundry Room Flooring Replacement | Replace the aging laundry room resilient sheet flooring. | 11042 | 9308672 | 11042 | 9308672 | Palmer | 11-F
41 | Alaska Veterans and Pioneer Home | Alaska Veterans and Pioneer Home | Metal Roof Flashing Repair | The metal roof flashing facility wide is showing evidence of leaking and is in need of replacement. | 191360 | 9500032 | 191360 | 9500032 | Palmer | 11-F
42 | Alaska Veterans and Pioneer Home | Alaska Veterans and Pioneer Home | Tile Floor Finishes Replacement | Remove original damaged and asbestos containing vinyl composite tiles and install new resilient flooring. | 76544 | 9576576 | 76544 | 9576576 | Palmer | 11-F
43 | Sitka Pioneer Home Garage | Sitka Pioneer Home | Exterior Stucco Repair | Power wash, repair and paint exterior stucco wall finishes. | 42715 | 9619291 | 42715 | 9619291 | Sitka | 35-R
44 | Alaska Veterans and Pioneer Home | Alaska Veterans and Pioneer Home | Telephone Panel Update | The existing telephone patch panel is in need of replacement. | 33080 | 9652371 | 33080 | 9652371 | Palmer | 11-F
45 | Sitka Pioneer Home Main Facility | Sitka Pioneer Home | Review/Redesign Heating and Cooling System in Wing 1-North | 1-North wing has reduced air flow and exhaust. Professional review and follow up design services are required. | 27895 | 9680266 | 27895 | 9680266 | Sitka | 35-R
46 | Juneau Pioneer Home | Juneau Pioneer Home | Exterior Paint | The exterior siding and trim work needs to be cleaned and painted to protect the siding from the chronic southeast damp and wet weather conditions. | 85217 | 9765483 | 85217 | 9765483 | Juneau | 34-Q
47 | Fairbanks Pioneer Home Main Facility | Fairbanks Pioneer Home | Drive Through Safety Entrance | A covered drive-through entryway is required to allow for a safe and weather resistant area to load and unload residents into transportation vehicles. | 684253 | 10449736 | 684253 | 10449736 | Fairbanks | 1-A
48 | Fairbanks Pioneer Home Main Facility | Fairbanks Pioneer Home | Vocera In-House Communications System | The facility staff has researched an in-house communication system that would replace hand-held two way radios. Purchase and install the new system known as Vocera. | 251408 | 10701144 | 251408 | 10701144 | Fairbanks | 1-A
49 | Fairbanks Pioneer Home Main Facility | Fairbanks Pioneer Home | Interior Doors Replacement | The interior doors are showing signs of wear, tear and aging. The doors should be replaced as funding allows. | 103301 | 10804445 | 103301 | 10804445 | Fairbanks | 1-A
50 | Fairbanks Pioneer Home Main Facility | Fairbanks Pioneer Home | Asphalt Repairs and Parking Lot Sealing | The parking area surface is exhibiting cracking and uneven surface issues. Patching and resealing the lot is required. | 67500 | 10871945 | 67500 | 10871945 | Fairbanks | 1-A
51 | Fairbanks Pioneer Home Main Facility | Fairbanks Pioneer Home | Automotive Heater Plug-in Stations | A new parking area requires the installation of automotive heater plug-in stations. | 157848 | 11029793 | 157848 | 11029793 | Fairbanks | 1-A
52 | Fairbanks Pioneer Home Main Facility | Fairbanks Pioneer Home | Loading Dock Concrete Repairs | Replace the broken and settled loading dock slab. | 29661 | 11059454 | 29661 | 11059454 | Fairbanks | 1-A
53 | Fairbanks Pioneer Home Main Facility | Fairbanks Pioneer Home | Exterior Doors Replacement | The exterior hollow metal doors have exceeded their useful life and should be replaced. | 41812 | 11101266 | 41812 | 11101266 | Fairbanks | 1-A
54 | Fairbanks Pioneer Home Main Facility | Fairbanks Pioneer Home | Tile Floor Finishes Replacement | Remove asbestos containing vinyl composite tiles throughout facility and replace with new. | 95680 | 11196946 | 95680 | 11196946 | Fairbanks | 1-A
55 | Fairbanks Pioneer Home Main Facility | Fairbanks Pioneer Home | Casework Replacement | Casework in resident rooms facility wide is in need of replacement. | 478400 | 11675346 | 478400 | 11675346 | Fairbanks | 1-A
56 | Fairbanks Pioneer Home Main Facility | Fairbanks Pioneer Home | Exterior Aluminum Windows Replacement | Replace the original exterior windows facility wide with a more energy efficient system. | 694638 | 12369984 | 694638 | 12369984 | Fairbanks | 1-A
57 | Fairbanks Pioneer Home Main Facility | Fairbanks Pioneer Home | Exterior Walls Repainting | The exterior paint is showing signs of age and is in need of repainting. | 210496 | 12580480 | 210496 | 12580480 | Fairbanks | 1-A
58 | Fairbanks Pioneer Home Main Facility | Fairbanks Pioneer Home | Homestead Kitchen Upgrade | Install new cabinets and appliances in the Homestead kitchen. | 85545 | 12666025 | 85545 | 12666025 | Fairbanks | 1-A
59 | Fairbanks Pioneer Home Main Facility | Fairbanks Pioneer Home | Carpeting Replacement in Main Hallway | Replace carpeting in main hallways. Existing carpet is worn and poses a tripping hazard to the aged residents and staff. | 127388 | 12793413 | 127388 | 12793413 | Fairbanks | 1-A
60 | Fairbanks Pioneer Home Main Facility | Fairbanks Pioneer Home | Emergency Lighting Battery Wall Packs | Replace the old outdated battery powered emergency lighting wall packs. | 30618 | 12824031 | 30618 | 12824031 | Fairbanks | 1-A
61 | Sitka Pioneer Home Garage | Sitka Pioneer Home | LED Light Conversion | Electricity Expenses have quadrupled within the last year as new city dam project comes online. Convert all lights to LED. | 14585 | 12838616 | 14585 | 12838616 | Sitka | 35-R
62 | Anchorage Pioneer Home | Anchorage Pioneer Home | North Building Boiler and Heat Pump Replacement | The boilers and heat Pumps in the North Building are inefficient and approaching the end of their life expectancy. | 441668 | 13280284 | 441668 | 13280284 | Anchorage | 25-M
63 | Anchorage Pioneer Home | Anchorage Pioneer Home | Tub Room Renovation | Renovate and modernize the resident tub room 162. | 71122 | 13351406 | 71122 | 13351406 | Anchorage | 25-M
64 | Anchorage Pioneer Home | Anchorage Pioneer Home | North Generator Automatic Transfer Switch Replacement | Install a new automatic transfer switch for the North Building's emergency generator. | 67134 | 13418540 | 67134 | 13418540 | Anchorage | 25-M
65 | Anchorage Pioneer Home | Anchorage Pioneer Home | Generator Replacement South Building | Replace the existing natural gas generator with one that runs on diesel. Includes a diesel fuel storage tank and fueling system. | 180350 | 13598890 | 180350 | 13598890 | Anchorage | 25-M
66 | Anchorage Pioneer Home | Anchorage Pioneer Home | Janitors Mop Sinks Replacement | The janitorial mop sinks are broken, leaking and need replacement. | 18794 | 13617684 | 18794 | 13617684 | Anchorage | 25-M
67 | Alaska Veterans and Pioneer Home | Alaska Veterans and Pioneer Home | Sanitary Waste Line Investigation and Cleaning | Sanitary waste lines throughout the facility are in need of scoping and cleaning. | 35333 | 13653017 | 35333 | 13653017 | Palmer | 11-F
68 | Alaska Veterans and Pioneer Home | Alaska Veterans and Pioneer Home | Exterior Dry Sprinkler System | Install a dry sprinkler system in the exterior alcoves for the future skilled nursing program. | 124050 | 13777067 | 124050 | 13777067 | Palmer | 11-F
69 | Alaska Veterans and Pioneer Home | Alaska Veterans and Pioneer Home | Seal and Stripe Parking Lot | Seal parking lot and repaint striping. | 25637 | 13802704 | 25637 | 13802704 | Palmer | 11-F
70 | Alaska Veterans and Pioneer Home | Alaska Veterans and Pioneer Home | Roof and Beam Replacement | The current roof and corresponding support beams require repair to maintain structural integrity. The current level of roof deterioration casues water to reach the support beams. The water damaged support beams are weakened and in need of replacement. | 499839 | 14302543 | 499839 | 14302543 | Palmer | 11-F
71 | Alaska Veterans and Pioneer Home | Alaska Veterans and Pioneer Home | Site Lighting Efficiency Upgrade | Replace the facilities parking lot and site lighting with a more energy efficient LED lighting system. | 54767 | 14357310 | 54767 | 14357310 | Palmer | 11-F
72 | Alaska Veterans and Pioneer Home | Alaska Veterans and Pioneer Home | Emergency Generator Replacement | Replace the facilities thirty three year old 150KW emergency generator. | 415185 | 14772495 | 415185 | 14772495 | Palmer | 11-F
73 | Juneau Pioneer Home | Juneau Pioneer Home | Water Pressure Reducing Valves | The vlaves that reduce the water supply pressure down from the City of Juneau's large pipe source, to a manageable pressure, are approaching the end of their thirty year useful life. | 24066 | 14796561 | 24066 | 14796561 | Juneau | 34-Q
74 | Anchorage Pioneer Home | Anchorage Pioneer Home | North Building Roof Membrane Replacement | Repair roof drains, modify drain slopes and install a new roof membrane on roof top patio. Existing membrane is aged and prone to leaking into resident areas. | 287040 | 15083601 | 287040 | 15083601 | Anchorage | 25-M
75 | Anchorage Pioneer Home | Anchorage Pioneer Home | Front Office Renovation | Remodel the existing front office to accommodate to a more secure entrance process. | 57890 | 15141491 | 57890 | 15141491 | Anchorage | 25-M
76 | Anchorage Pioneer Home | Anchorage Pioneer Home | Cast Iron Pipe Replacement | Replace the cast iron piping that supplies domestic water to the facility. | 162092 | 15303583 | 162092 | 15303583 | Anchorage | 25-M
77 | Anchorage Pioneer Home | Anchorage Pioneer Home | Breaker Panels Replacement | Replace aged electrical breaker panels and failing breakers throughout the facility. | 47700 | 15351283 | 47700 | 15351283 | Anchorage | 25-M
78 | Anchorage Pioneer Home | Anchorage Pioneer Home | Roof Drains over Dining Room | Repair the leaking roof drains over the dining room. | 32253 | 15383536 | 32253 | 15383536 | Anchorage | 25-M
79 | Anchorage Pioneer Home | Anchorage Pioneer Home | Resident Bathroom Renovations | Renovate an additional ten resident bathrooms to provide more accessibility and functionality for the residents and staff that care for them. | 361550 | 15745086 | 361550 | 15745086 | Anchorage | 25-M
80 | Anchorage Pioneer Home | Anchorage Pioneer Home | South Building Terrace Membrane Roof Replacement | Replace the south building terrace roof membrane. This is an older roofing system that is starting to leak into several resident areas. | 185967 | 15931053 | 185967 | 15931053 | Anchorage | 25-M
81 | Anchorage Pioneer Home | Anchorage Pioneer Home | Door Actuator Replacement | Replace the original common area washroom door activators with models compliant with the Americans with Disabilities Act (ADA). | 72717 | 16003770 | 72717 | 16003770 | Anchorage | 25-M
82 | Sitka Pioneer Home Main Facility | Sitka Pioneer Home | Greenhouse Improvements | The greenhouse has five exhaust fans with exterior louvers and seven polycarbonate windows that are all in need of replacement. | 57134 | 16060904 | 57134 | 16060904 | Sitka | 35-R
83 | Sitka Pioneer Home Main Facility | Sitka Pioneer Home | Wood Flooring Refinish in Chapel | Hardwood flooring installed on the Chapel stage is in need of refinishing | 15081 | 16075985 | 15081 | 16075985 | Sitka | 35-R
84 | Sitka Pioneer Home Main Facility | Sitka Pioneer Home | Wall Fabric Removal in North Wing | The second and third floors of the North Wing need existing fabric wall covering removed, patched and painted. | 92984 | 16168969 | 92984 | 16168969 | Sitka | 35-R
85 | Juneau Pioneer Home | Juneau Pioneer Home | Dining Room Fan/Light Unit Installation | Replace the two outdated dining room lights with new fan/light combination units for better lighting and improved air movement. | 16659 | 16185628 | 16659 | 16185628 | Juneau | 34-Q
86 | Juneau Pioneer Home | Juneau Pioneer Home | Interior Lighting Upgrade | Upgrade the interior lights to LED type for improved lighting and sustantial energy savings. Install motion sensors in select locations. | 150514 | 16336142 | 150514 | 16336142 | Juneau | 34-Q
87 | Fairbanks Pioneer Home Garage | Fairbanks Pioneer Home | Fire Alarm Systems Replacement | Replace the fire alarm panel and associated visual alert systems in the garage building. | 18179 | 16354321 | 18179 | 16354321 | Fairbanks | 1-A
88 | Sitka Pioneer Home Nurse's Quarters | Sitka Pioneer Home | Wood Flooring Refinish in Nurses Quarters | The degraded hardwood floors are in need of refinishing to restore their overall condition. | 41019 | 16395340 | 41019 | 16395340 | Sitka | 35-R
89 | Sitka Pioneer Home Nurse's Quarters | Sitka Pioneer Home | LED Light Conversion | Electricity Expenses have quadrupled within the last year as new city dam project comes online. Convert all lights to LED. | 14585 | 16409925 | 14585 | 16409925 | Sitka | 35-R
90 | Anchorage Pioneer Home | Anchorage Pioneer Home | Parking Lot Repairs | Correct drain slope issues, resurface and re-stripe the parking lot. | 133952 | 16543877 | 133952 | 16543877 | Anchorage | 25-M
91 | Anchorage Pioneer Home | Anchorage Pioneer Home | Emergency Power to Kitchen | Integrate the kitchen onto the emergency generator power distribution system. | 33567 | 16577444 | 33567 | 16577444 | Anchorage | 25-M
92 | Anchorage Pioneer Home | Anchorage Pioneer Home | Kitchen Hood Exhaust Systems Replacement | The kitchen hood make-up air units (2), exhaust fans (2) and control panel are significantly beyond their life expectancy and must be replaced to ensure functionality. | 88026 | 16665470 | 88026 | 16665470 | Anchorage | 25-M
93 | Alaska Veterans and Pioneer Home | Alaska Veterans and Pioneer Home | Wall Covering Repair for Raven and Fireweed Resident Areas | The wall coverings are peeling and in need of replacement. | 45934 | 16711404 | 45934 | 16711404 | Palmer | 11-F
94 | Alaska Veterans and Pioneer Home | Alaska Veterans and Pioneer Home | Resident Bathroom Exhaust Fan Replacement | Install new through-wall, power-louvered exhaust fans in thirty resident bathrooms. | 28267 | 16739671 | 28267 | 16739671 | Palmer | 11-F
95 | Alaska Veterans and Pioneer Home | Alaska Veterans and Pioneer Home | Chiller Sound Barrier | Construct a sound barrier wall around the chiller, which is adjacent to a resident room. | 19848 | 16759519 | 19848 | 16759519 | Palmer | 11-F
96 | Alaska Veterans and Pioneer Home | Alaska Veterans and Pioneer Home | Exterior Windows Replacement | Replace the aged exterior windows with a more energy efficient window system. | 154950 | 16914469 | 154950 | 16914469 | Palmer | 11-F
97 | Sitka Pioneer Home Manager's Quarters | Sitka Pioneer Home | Wood Floor Refinishing at Manager's Quarters | The damaged hardwood flooring is in need of refinishing to restore its condition and provide a smooth walking surface for the residents. | 42908 | 16957377 | 42908 | 16957377 | Sitka | 35-R
98 | Anchorage Pioneer Home | Anchorage Pioneer Home | Front Entry Sidewalk Repair | Front entry sidewalk has heaved and is a potential trip hazard for the residents. Remove existing sidewalk and replace. Include renovation of the in slab ice melt system | 134978 | 17092355 | 134978 | 17092355 | Anchorage | 25-M
99 | Anchorage Pioneer Home | Anchorage Pioneer Home | Retaining Wall Repair | The brick retaining walls around the South building have missing sections and are in need of cleaning and repair. | 16695 | 17109050 | 16695 | 17109050 | Anchorage | 25-M
100 | Juneau Pioneer Home | Juneau Pioneer Home | Exterior Windows and Doors | Replace exterior windows and doors, including two maintenance garage doors. | 1081204 | 18190254 | 1081204 | 18190254 | Juneau | 34-Q
101 | Juneau Pioneer Home | Juneau Pioneer Home | Interior Doors Impact Plates | Synthetic protection plates should be installed on one side of the facility interior doors as door surfaces are constantly bumped by carts and equipment as it is being moved around. There are approximately 125 doors. | 21502 | 18211756 | 21502 | 18211756 | Juneau | 34-Q
102 | Juneau Pioneer Home | Juneau Pioneer Home | Wash Room Reconfiguration | The physical therapy bathroom/washroom would function better if the room was converted to s residential laundry and wheelchair washing station. | 75422 | 18287178 | 75422 | 18287178 | Juneau | 34-Q
103 | Juneau Pioneer Home | Juneau Pioneer Home | Exterior Handrails Replacement | The exterior metal handrails are outdated. Replace with stainless stell or other non-painted metal or synthetic railings. | 150845 | 18438023 | 150845 | 18438023 | Juneau | 34-Q
104 | Juneau Pioneer Home | Juneau Pioneer Home | Elevator Upgrade | Elevator has reached its thirty year life span and is beyond its serviceable life. Elevator is due for retrofit. | 465766 | 18903789 | 465766 | 18903789 | Juneau | 34-Q
105 | Juneau Pioneer Home | Juneau Pioneer Home | Rear Wings Grounds Safety Improvements | Design and construction improvements are needed to provide a level recreation and gathering area. | 321535 | 19225324 | 321535 | 19225324 | Juneau | 34-Q
106 | Juneau Pioneer Home | Juneau Pioneer Home | Paint Interior Surfaces | The interior paint finishes are required to be re-painted and restored throughout the building. | 293734 | 19519058 | 293734 | 19519058 | Juneau | 34-Q
107 | Juneau Pioneer Home | Juneau Pioneer Home | Wall Fabric Removal and Repaint | Remove old deteriorated fabric at the nurses station, patch and re-paint. | 46228 | 19565286 | 46228 | 19565286 | Juneau | 34-Q
108 | Juneau Pioneer Home | Juneau Pioneer Home | Protective Wall Wainscoting at the Elevator | Install a protective wainscoting at the utility corridor where carts and dollies are causing excessive damage to the wall. | 16099 | 19581385 | 16099 | 19581385 | Juneau | 34-Q
109 | Sitka Pioneer Home Manager's Quarters | Sitka Pioneer Home | LED Light Conversion | Electricity Expenses have quadrupled within the last year as new city dam project comes online. Convert all lights to LED. | 14585 | 19595970 | 14585 | 19595970 | Sitka | 35-R
110 | Anchorage Pioneer Home | Anchorage Pioneer Home | Front Entrance Asphalt Replacement | Replace the asphalt on the main entrance passenger drop off area. | 35333 | 19631303 | 35333 | 19631303 | Anchorage | 25-M
111 | Anchorage Pioneer Home | Anchorage Pioneer Home | 5 West Bathroom Renovation | renovate the bathroom located on 5 West in the dining room, for the proposed new physical therapy location | 117434 | 19748737 | 117434 | 19748737 | Anchorage | 25-M
112 | Anchorage Pioneer Home | Anchorage Pioneer Home | South Building Carpet Replacement | Replace the worn carpet in the common areas of the South Building. | 140590 | 19889327 | 140590 | 19889327 | Anchorage | 25-M
113 | Anchorage Pioneer Home | Anchorage Pioneer Home | 1st Floor North Building Carpeting Replacement | Remove existing carpeting in north building 1st floor and replace with resilient vinyl. | 46309 | 19935636 | 46309 | 19935636 | Anchorage | 25-M
114 | Anchorage Pioneer Home | Anchorage Pioneer Home | North Building Direct Digital Control Thermostats. | Replace the existing pneumatically controlled thermostats in the North Building with direct digital controls. | 86112 | 20021748 | 86112 | 20021748 | Anchorage | 25-M
115 | Fairbanks Pioneer Home Garage | Fairbanks Pioneer Home | Garage Furnaces Replacement | Replace the garage furnaces as they are approaching the end of their useful life. | 57408 | 20079156 | 57408 | 20079156 | Fairbanks | 1-A
116 | Anchorage Pioneer Home | Anchorage Pioneer Home | North Building Interior Doors Replacement | Interior resident room doors and frames in the north and south buildings are in need of replacement. | 125341 | 20204497 | 125341 | 20204497 | Anchorage | 25-M
117 | Anchorage Pioneer Home | Anchorage Pioneer Home | Wrought Iron Fence Replacement | Replace the wrought iron fence that surrounds the facility on the north and east sides. | 41860 | 20246357 | 41860 | 20246357 | Anchorage | 25-M
118 | Anchorage Pioneer Home | Anchorage Pioneer Home | Ceiling Paint in Common Areas | The ceiling in the common areas of the South Building are in need of paint. | 45485 | 20291842 | 45485 | 20291842 | Anchorage | 25-M
|  |  |  | TOTAL | 20291842

## DHSS Non-PH
Department: Health & Social Services - Non-Pioneer Homes |  |  |  | (Formatted to Thousands)
Updated 10/18/2018 |  |  |  | Project Cost ($00.0) | Running Total ($00.0) | GF Cost ($00.0) | GF Running Total ($00.0)
Dept. | [7 empty] | Location (City) | House District
Priority | Facility | Project Title | Project Description
1 | All Facilities | Emergent and Emergency Needs | Planning to counter emergencies, problems or unexpected occurances in order to protect staff, property and operational activities | 250000 | 250000 | 250000 | 250000 | Various | Various
2 | Fairbanks Health Center | Glycol System Copper Pipe Replacement | The copper heat lines that carry glycol are showing signs of leakage and end of useful life. Repair and replace the copper pipe as necessary. | 82700 | 332700 | 74430 | 324430 | Fairbanks | 1-A
3 | Juneau Health Center | Heating Ventilation Air Conditioning Ducting and Controls Upgrade | Residential ducting is too restrictive for efficiency of the heat pumps. Upgrades to the ducting air flow and thermostats to provide remote heat sensors for each of the four thermostats. | 197550 | 530250 | 177795 | 502225 | Juneau | 34-Q
4 | Juneau Health Center | Exterior Envelope Upgrades/ Window Replacement | Re-painting of the building exterior is needed to stop the siding deterioration. Existing windows are old and losing integrity. New insulated, Argon filled or Low E type windows will help stabilize building temperatures and prevent extreme heat loss. | 214691 | 744941 | 193222 | 695447 | Juneau | 34-Q
5 | Sitka Health Center | Install Kitchen Sink at Breakroom | The facility needs to have a sink installed for their break room as they are washing dishes in the unsanitary bathroom small sink. | 22999 | 767940 | 20699 | 716146 | Sitka | 35-R
6 | Johnson Youth Facility Admin, Annex, Probation and Detention Unit | Walkway Covering Between Annex & Treatment Buildings | Install a protection canopy over the treacherous, icy and slippery walkway between buildings. | 258264 | 1026204 | 258264 | 974410 | Juneau | 34-Q
7 | Johnson Youth Facility Admin, Annex, Probation and Detention Unit | Roof Water Drainage Improvements | Stop dangerous icing conditions by Installing underground drain pipes to connect the Annex downspouts to the main storm drain system. | 92984 | 1119188 | 92984 | 1067394 | Juneau | 34-Q
8 | Nome Youth Facility | Sandblast and Paint the Steel Thermo-Piling | Sand blast and paint the thermo-siphon pilings. Grade to level areas around piling that have frost heaved or lifted. | 92984 | 1212172 | 92984 | 1160378 | Nome | 39-T
9 | McLaughlin Youth Center Administration Office | Cottage Walk Canopies Repair | Repair the dilapidated cottage walkway canopies to include; repair roofing and the removal, cleaning and repainting of corrosion at column bases. | 74099 | 1286271 | 74099 | 1234477 | Anchorage | 25-M
10 | Nome Youth Facility | Exterior Siding Replacement | Exterior cement board siding is deteriorating and in need of replacement. Metal siding would be preferred for this harsh climate. | 427146 | 1713417 | 427146 | 1661623 | Nome | 39-T
11 | McLaughlin Youth Center - Cottage #1 | Heating and Ventilation Upgrade for Cottages 1-5 | The boilers and air handlers are old and inefficient. Upgrade the heating and ventilation system in Cottages 1-5. | 342047 | 2055464 | 342047 | 2003670 | Anchorage | 25-M
12 | Nome Youth Facility | Perimeter Gravel Regrading | Gravel surfaces are in need of re-grading so that storm water and snow/ice melt may be diverted away from the facility's foundation to reduce damage. | 12343 | 2067807 | 12343 | 2016013 | Nome | 39-T
13 | Nome Youth Facility | Flooring Replacement | Replace worn and damaged resilient flooring and carpeting throughout the facility. | 122471 | 2190278 | 122471 | 2138484 | Nome | 39-T
14 | Nome Youth Facility | Paint Exterior Walls | Re-painting of the Main Building and Workshop exterior walls is required to prevent further deterioration. | 47840 | 2238118 | 47840 | 2186324 | Nome | 39-T
15 | Fairbanks Youth Facility | Entryway ADA and Safety Upgrade | The entryway needs to be upgraded to allow for ADA and safer access versus the current ADA access at the rear of the facility. | 21357 | 2259475 | 21357 | 2207681 | Fairbanks | 1-A
16 | Fairbanks Youth Facility | Hot Water Recirculation Pipe Replacement | The copper hot water recirculation pipes are beginning to develop pin hole leaks. These recirculation lines should be replaced. | 148860 | 2408335 | 148860 | 2356541 | Fairbanks | 1-A
17 | Fairbanks Youth Facility | Detention Room Windows Privacy Screens | The detention suite windows should have privacy screens installed on them so that residents cannot communicate with outsiders. This project resulted from cutting down some trees that provided natural visual barriers. | 23983 | 2432318 | 23983 | 2380524 | Fairbanks | 1-A
18 | Fairbanks Youth Facility | Building Carpet Replacement | Replace aged and deficient carpet throughout the facility which poses a tripping hazard. | 108016 | 2540334 | 108016 | 2488540 | Fairbanks | 1-A
19 | Fairbanks Youth Facility | Exterior Doors Upgrade | To ensure the safety and security of residents and staff, replace exterior entry doors at Probation, Administration, Old School and kitchen entrance. Add electronic security controls to kitchen entrance. | 68410 | 2608744 | 68410 | 2556950 | Fairbanks | 1-A
20 | Fairbanks Youth Facility | Generator Control Center Replacement | Remove existing obsolete control system and replace with a circuit breaker panel. | 120411 | 2729155 | 120411 | 2677361 | Fairbanks | 1-A
21 | Fairbanks Health Center | Fire Alarm System Modernization | The faulty fire alarm control panel and associated equipment needs to be replaced. | 60278 | 2789433 | 54250 | 2731611 | Fairbanks | 1-A
22 | Juneau Health Center | Heat Pump Replacement | The heat pumps are problematic and are requested to be replaced. | 150043 | 2939476 | 135039 | 2866650 | Juneau | 34-Q
23 | Juneau Health Center | Light Emitting Diode (LED Light Conversion and Ceiling Fan Installation | Interior and exterior light emitting diode (LED) Light conversion is required along with ceiling fan installation at high ceiling locations for efficiency. | 47351 | 2986827 | 42616 | 2909266 | Juneau | 34-Q
24 | Juneau Health Center | Asphalt Driveway Sealing and Striping | The driveway needs to be sealed and striped. | 5724 | 2992551 | 5152 | 2914418 | Juneau | 34-Q
25 | McLaughlin Youth Center Building C | Cafeteria and Kitchen Restroom Renovation | Plumbing fixtures and finishes in four washrooms for the cafeteria and kitchen are severely degraded and must be replaced. | 59544 | 3052095 | 59544 | 2973962 | Anchorage | 25-M
26 | McLaughlin Youth Center Bldg. B-1/Probation Office | Interior Lighting Upgrade | Install energy efficient lighting fixtures throughout the building. | 66689 | 3118784 | 66689 | 3040651 | Anchorage | 25-M
27 | McLaughlin Youth Center Bldg. B-1/Probation Office | Wall Coverings Replacement | Replace damaged wall paneling in washrooms. | 17957 | 3136741 | 17957 | 3058608 | Anchorage | 25-M
28 | McLaughlin Youth Center Bldg. B-1/Probation Office | Carpeting Replacement | Carpet throughout the building is aged and poses a tripping hazard. | 42607 | 3179348 | 42607 | 3101215 | Anchorage | 25-M
29 | McLaughlin Youth Center Cottage #2 | Carpeting Replacement | The replacement of carpet flooring throughout the cottage is needed. | 30618 | 3209966 | 30618 | 3131833 | Anchorage | 25-M
30 | McLaughlin Youth Center Bldg. B-1/Probation Office | Paint Interior Walls | Painting of interior wall surfaces is needed throughout the building. | 45926 | 3255892 | 45926 | 3177759 | Anchorage | 25-M
31 | McLaughlin Youth Center Bldg. B-1/Probation Office | Resilient Floor Finishes Replacement | Replace the vinyl floor tile to maintain safe walking surfaces in the building. | 13204 | 3269096 | 13204 | 3190963 | Anchorage | 25-M
32 | Fairbanks Youth Facility | Boiler Room Make-up Air | Install a make up air unit in the boiler room to offset excessive heat gain and ensure efficiency in the operation of the boilers. | 71760 | 3340856 | 71760 | 3262723 | Fairbanks | 1-A
33 | Fairbanks Youth Facility | Heating and Ventilation Study | Current heating and ventilation system is very inefficient and inadequate . A design study is needed to evaluate the inefficiencies and plan replacement. | 29150 | 3370006 | 29150 | 3291873 | Fairbanks | 1-A
34 | Fairbanks Youth Facility | Sewer Lift Station Control Panel Replacement | The sewer lift station control panel and alarms are obsolete and need replacing. | 31150 | 3401156 | 31150 | 3323023 | Fairbanks | 1-A
35 | Fairbanks Youth Facility | Pipe and Insulation Replacement | Some piping and valves in the boiler room are close to failure and need to be replaced and others need to be insulated. | 35333 | 3436489 | 35333 | 3358356 | Fairbanks | 1-A
36 | McLaughlin Youth Center Cottage #4 | Carpeting Replacement | Carpet in Cottage 4 is worn and must be replaced. | 85512 | 3522001 | 85512 | 3443868 | Anchorage | 25-M
37 | McLaughlin Youth Center School | Exterior Siding Replacement | Exterior siding is degraded and in need of repair to minimize the risk of moisture infiltration into the building envelope. | 256287 | 3778288 | 256287 | 3700155 | Anchorage | 25-M
38 | McLaughlin Youth Center Administration Office | Interior Lighting Replacement | Replace lighting with energy efficient fixtures. | 68890 | 3847178 | 68890 | 3769045 | Anchorage | 25-M
39 | McLaughlin Youth Center Administration Office | Site Lighting Upgrade | Replace the high energy metal halide light fixtures and lamp standards in lots A, B, C and D with high efficiency LED lighting. | 191360 | 4038538 | 191360 | 3960405 | Anchorage | 25-M
40 | Juneau Health Center | Generator Installation | Install a generator that will serve as a power outage back-up for preservation of vaccines. | 198628 | 4237166 | 178765 | 4139170 | Juneau | 34-Q
41 | Juneau Health Center | Domestic Water Piping Replacement | Repair or replacement of the plumbing system is needed according to the past results and study. | 72434 | 4309600 | 69191 | 4208361 | Juneau | 34-Q
42 | Dillingham Health Center | Exterior Door and Office Window | The rear door and an office window are in need of replacement. Both are drafty and contribute to heat loss. | 5789 | 4315389 | 5210 | 4213571 | Dillingham | 37-H
43 | McLaughlin Youth Center Cottage #3 | Hot Water Piping Replacement | Replace in it's entirety, the hot water heating distribution piping. | 38272 | 4353661 | 38272 | 4251843 | Anchorage | 25-M
44 | Fairbanks Youth Facility | Interior Door Viewing Windows | Approximately 20 doors throughout the facility require the installation of glass viewing portals to enhance employee and resident interaction safety and security. | 56516 | 4410177 | 56516 | 4308359 | Fairbanks | 1-A
45 | McLaughlin Youth Center - Cottage #1 | Wood Deck Replacement | Replacement of the exterior wood deck is needed to maintain safe and structurally sound walking surfaces. | 14537 | 4424714 | 14537 | 4322896 | Anchorage | 25-M
46 | Fairbanks Youth Facility | Treatment Laundry Room Expansion | The Treatment area laundry room is very confining. The laundry room and an adjacent room need to be professionally reviewed to allow for a design and renovation that would combine the two rooms. | 79500 | 4504214 | 79500 | 4402396 | Fairbanks | 1-A
47 | Fairbanks Youth Facility | Nurses Suite Expansion | The nurses suite is in need of professional design to expand the outdated and cramped space. | 88334 | 4592548 | 88334 | 4490730 | Fairbanks | 1-A
48 | Fairbanks Youth Facility | Food Service Equipment Replacement | Replace hot food well, walk in refrigerator and other kitchen appliances in need of upgrade. | 90896 | 4683444 | 90896 | 4581626 | Fairbanks | 1-A
49 | Sitka Health Center | LED Lighting Conversion | Exterior lights are failing Metal Halide fixtures in need of replacement. Power consumption is extreme and needs upgrade to LED. | 54503 | 4737947 | 49053 | 4630679 | Sitka | 35-R
50 | Sitka Health Center | Clean and Paint Exterior | Exterior is showing signs of mold and deterioration. Needs mold removal cleaning and painting. | 25663 | 4763610 | 23097 | 4653776 | Sitka | 35-R
51 | McLaughlin Youth Center Cottage #2 | Wood Deck Replacement | Based on age and condition, replacement of the exterior wood deck is required to maintain safe and structurally sound walking surfaces. | 14886 | 4778496 | 14886 | 4668662 | Anchorage | 25-M
52 | Sitka Health Center | Parking Lot Sealing and Striping | Seal coat and stripping of aged asphalt pavement on the property needed. | 19433 | 4797929 | 17490 | 4686152 | Sitka | 35-R
53 | McLaughlin Youth Center Cottage #1 | Bathroom Renovations for Cottages 1 and 2 | Full renovation of Cottage 1 and 2 bathrooms. | 293268 | 5091197 | 293268 | 4979420 | Anchorage | 25-M
54 | Johnson Youth Facility Admin, Annex, Probation and Detention Unit | Asphalt Repairs, Sealcoating and Striping | Pavement in disrepair. Patch, repair, sealcoat and stripe all the parking areas. Especially the area outside of the Annex gym building. | 26494 | 5117691 | 26494 | 5005914 | Juneau | 34-Q
55 | Johnson Youth Facility Admin, Annex, Probation and Detention Unit | Storage Sheds Repair | Storage sheds need foundation, site repairs and re-roofing, as they are failing due to no foundation on soft, wet frost receptive ground. | 66764 | 5184455 | 66764 | 5072678 | Juneau | 34-Q
56 | McLaughlin Youth Center Cottage #2 | Floor Tile Replacement | Tile floor finishes in washrooms exhibited worn/stained surfaces and missing sections of grout. Replacement is needed to restore their condition. | 15309 | 5199764 | 15309 | 5087987 | Anchorage | 25-M
57 | McLaughlin Youth Center Cottage #2 | Resilient Floor Finishes Replacement | Vinyl tile flooring needs to be replaced. | 26500 | 5226264 | 26500 | 5114487 | Anchorage | 25-M
58 | McLaughlin Youth Center Cottage #2 | Paint Exterior Walls | Re-painting of exterior walls on each building wing is needed to minimize potential deterioration of wood siding. | 23346 | 5249610 | 23346 | 5137833 | Anchorage | 25-M
59 | Juneau Health Center | Heating and Cooling Controls Modernization | Upgrade the facility thermostats to provide remote heat and air sensors for each of the four thermostats. Upgrade the thermostat wiring devices and relocate the control boxes and relays to allow for averaging the building temperature. | 20933 | 5270543 | 18840 | 5156673 | Juneau | 34-Q
60 | McLaughlin Youth Center Building C | Main Hallway Exhaust Fan Installation | Install exhaust fans at the ends of the main hallway to alleviate excess heat from solar gain during the summer and provide a cooler environment. | 22790 | 5293333 | 22790 | 5179463 | Anchorage | 25-M
61 | McLaughlin Youth Center Building C | Direct Digital Contols Upgrade | Replace the existing Direct Digital Controls for the Heating and Ventilation System. | 81046 | 5374379 | 81046 | 5260509 | Anchorage | 25-M
62 | McLaughlin Youth Center Building C | Vinyl Tile Replacement | Remove damaged asbestos containing vinyl tiles and install new tiles in the supply warehouse and office area. | 46817 | 5421196 | 46817 | 5307326 | Anchorage | 25-M
63 | McLaughlin Youth Center Cottage #4 | Kitchen Casework Upgrade | Kitchen casework is in need of replacement. | 21050 | 5442246 | 21050 | 5328376 | Anchorage | 25-M
64 | McLaughlin Youth Center Cottage #4 | Exterior Windows Replacement | The replacement of old wood windows is needed. | 59322 | 5501568 | 59322 | 5387698 | Anchorage | 25-M
65 | McLaughlin Youth Center Warehouse | Generator Room Louvers | The louvers for the generator room are old and in need of replacement. | 41006 | 5542574 | 41006 | 5428704 | Anchorage | 25-M
66 | McLaughlin Youth Center School | Security Camera Expansion | Add ten cameras and system support to the existing facility wide camera system. | 44423 | 5586997 | 44423 | 5473127 | Anchorage | 25-M
67 | Fairbanks Health Center | Exterior Siding Flashing and Sealant Repairs | Replace the weathered and degraded sealant and flashing around windows. | 36040 | 5623037 | 32436 | 5505563 | Fairbanks | 1-A
68 | Fairbanks Health Center | Entryway Doors Replacement | The entryway doors and their controls are approaching the end of their useful and should be replaced. | 61199 | 5684236 | 55079 | 5560642 | Fairbanks | 1-A
69 | Ketchikan Health Center | Toilets and Plumbing Upgrade | Commercial power flush toilets, along with strategically placed cleanouts, are needed to stop system from clogging which results in wastewater overflowing. | 16633 | 5700869 | 14970 | 5575612 | Ketchikan | 36-R
70 | McLaughlin Youth Center Cottage #3 | Electrical Panels Replacement | Replace the existing branch circuit panel boards with new units. | 19136 | 5720005 | 19136 | 5594748 | Anchorage | 25-M
71 | Dillingham Health Center | Perimeter Lot Entrance and Parking | Gravel or washed rock is required to be graded around perimeter parking and walking paths of this facility. Now a safety concern as entrance to facility has become a tripping hazard and is very uneven. Paving could be considered. | 17667 | 5737672 | 15900 | 5610648 | Dillingham | 37-H
72 | Dillingham Health Center | Fuel Tank Rust Prevention and Maintenance | Fuel tank and metal gable access door are showing major signs of rust and are in need of painting to provide rust prevention. Also needs metal cap flashing over facility signage. | 5260 | 5742932 | 4734 | 5615382 | Dillingham | 37-H
73 | Fairbanks Youth Facility | Fire Lane Paving Installation | Complete the asphalt at the fire lane at the rear of facility and replace portions of the sidewalk. | 79036 | 5821968 | 79036 | 5694418 | Fairbanks | 1-A
74 | Fairbanks Youth Facility | Paint Interior Walls | Repaint the degraded interior wall surfaces throughout the original building. | 61235 | 5883203 | 61235 | 5755653 | Fairbanks | 1-A
75 | Alaska Psychiatric Institute | Ice Melt Loop Repair and Glycol Loss | Investigate and remedy the glycol leak located in either the radiant sidewalk ice melt system or the resident radiant in floor heat system. Repair the non functional loop in the sidewalk ice melt system. | 170362 | 6053565 | 170362 | 5926015 | Anchorage | 25-M
76 | Alaska Psychiatric Institute | Underground Fuel Storage Line Monitoring System | Install a pressurized system to monitor the underground fuel storage lines. | 39696 | 6093261 | 39696 | 5965711 | Anchorage | 25-M
77 | Alaska Psychiatric Institute | Electronic Door Hardware | Replace electronic door hardware and software for the safety and security of patients and staff. Parts within system are obsolete. | 517700 | 6610961 | 517700 | 6483411 | Anchorage | 25-M
78 | McLaughlin Youth Center Cottage #1 | Kitchen Casework upgrade | Replace the kitchen casework based on age and condition, to restore its functionality. | 13250 | 6624211 | 13250 | 6496661 | Anchorage | 25-M
79 | Johnson Youth Facility Admin, Annex, Probation and Detention Unit | Fuel Monitoring System Replacement | Replace the fuel monitoring systems at the Annex and Treatment buildings. | 38853 | 6663064 | 38853 | 6535514 | Juneau | 34-Q
80 | McLaughlin Youth Center Bldg. D-1/STX | Detention Cell Water Control Valve | Replace the detention cell water control valves as they are becoming obsolete. No replacement parts are available. | 80219 | 6743283 | 80219 | 6615733 | Anchorage | 25-M
81 | Kenai Penn. Youth Facility | Add Air Conditioning Cooling Condensers to System | Install air conditioning cooling condensing units to alleviate extremely hot temperatures. | 254322 | 6997605 | 254322 | 6870055 | Kenai | 30-O
82 | McLaughlin Youth Center Building C | Air Handler #6 Refurbishment | Air Handler # 6 is past its useful life and is required to be refurbished. | 157130 | 7154735 | 157130 | 7027185 | Anchorage | 25-M
83 | Bethel Youth Facility | Lift Station Enclosure and Equipment Walkway | Install an enclosure over the exterior lift station to protect from the elements and enable winter maintenance. An equipment walkway from the parking lot as well as an equipment hoist should be included. | 256370 | 7411105 | 256370 | 7283555 | Bethel | 38-S
84 | Bethel Youth Facility | Magnetic Door Holders and Reverse Swing Room 122 | Install 7 magnetic door holders and reverse the door swing on room 122. Facility currently uses door stops which negate the effectiveness of the fire rated doors. | 13232 | 7424337 | 13232 | 7296787 | Bethel | 38-S
85 | Mat-Su Youth Facility | No Climb Fencing Installation | To prevent resident escapes, install additional no-climb fencing in the recreation yard and provide full coverage on the perimeter fence. | 23983 | 7448320 | 23983 | 7320770 | Palmer | 11-F
86 | Fairbanks Health Center | Radiant Panel Fin Tube Replacement | Install additional radiant heat ceiling panels to offset excessive cold in under heated areas. | 55494 | 7503814 | 49945 | 7370715 | Fairbanks | 1-A
87 | Fairbanks Health Center | Fuel Storage Tank Monitoring System Installation | Install a fuel storage tank and monitoring system to prevent future leakage. | 143520 | 7647334 | 129168 | 7499883 | Fairbanks | 1-A
88 | Fairbanks Health Center | Interior Doors Upgrades | Interior door frames with electronic controls throughout the facility are in need of replacement to ensure the safety and security of residents and staff. | 150167 | 7797501 | 135150 | 7635033 | Fairbanks | 1-A
89 | Ketchikan Health Center | Heating and Cooling Upgrade | Upgrade the existing Direct Digital Control & Heating Ventilation and Air Conditioning systems for better temperature control of the perimeter offices and reduce energy usage. | 220834 | 8018335 | 198751 | 7833784 | Ketchikan | 36-R
90 | Sitka Health Center | Front Door Needs New Hardware | Front door needs new closure and latch hardware. | 5126 | 8023461 | 4613 | 7838397 | Sitka | 35-R
91 | McLaughlin Youth Center Warehouse | Interior Lighting Replacement | The existing metal halide interior lighting should be replaced with up-to-date, energy efficient fixtures. | 34450 | 8057911 | 34450 | 7872847 | Anchorage | 25-M
92 | McLaughlin Youth Center School | Mechanical Room Ventilation Upgrade | Install ventilation/exhaust system in mechanical room. | 15309 | 8073220 | 15309 | 7888156 | Anchorage | 25-M
93 | McLaughlin Youth Center School | Resilient Floor Finishes | Replacement of vinyl tile flooring is needed. | 30917 | 8104137 | 30917 | 7919073 | Anchorage | 25-M
94 | Alaska Psychiatric Institute | Water Softening System and Hot Water Storage Tanks | Conduct analysis of the water softening system and affect repairs to the softening system and the hot water storage tanks. | 106683 | 8210820 | 106683 | 8025756 | Anchorage | 25-M
95 | Anchorage Public Health Lab | Bio-Hazard Safety Level 3 Wall Repair | Restore the integrity of the Bio-Hazard Safety Level -3 Laboratory walls and install new Active Pressure Monitors which are malfunctioning and obsolete. Positive air pressure must be maintained in the Lab to prevent the spread of contagious disease and contaminates. | 106000 | 8316820 | 106000 | 8131756 | Anchorage | 25-M
96 | McLaughlin Youth Center - Cottage #5 | Roof Rubber Membrane Replacement | Modifications to drainage slopes on all low-slope roof surfaces is needed to minimize the storm water build-up and roof leakage. | 111165 | 8427985 | 111165 | 8242921 | Anchorage | 25-M
97 | Fairbanks Health Center | Corridor Wall Fabric Sealing | The main corridors have a wall fabric covering. This fabric can be floated over with drywall compound and then painted. | 70667 | 8498652 | 63600 | 8306521 | Fairbanks | 1-A
98 | Fairbanks Health Center | Duct Cleaning | The HVAC duct work was last cleaned in 2013 so it is ready for the next cleaning. | 24810 | 8523462 | 22329 | 8328850 | Fairbanks | 1-A
99 | Johnson Youth Facility Admin, Annex, Probation and Detention Unit | Air Handlers Heating Coils Replacement | The Heat Coil Units are showing signs of degradation and are in need of replacement. | 45934 | 8569396 | 45934 | 8374784 | Juneau | 34-Q
100 | McLaughlin Youth Center Bldg. D-1/STX | Exterior Siding System Replacement | Exterior walls are in need of repair to minimize the risk of moisture infiltration. | 150514 | 8719910 | 150514 | 8525298 | Anchorage | 25-M
101 | McLaughlin Youth Center Gymnasium | Vinyl Tile Replacement | Replace worn and damaged Vinyl Composite Tile. | 34450 | 8754360 | 34450 | 8559748 | Anchorage | 25-M
102 | Bethel Youth Facility | Utilidor Unit Heater | Install a unit heater in the utilidor to alleviate cold conditions. Seal up penetrations that allow in cold air. | 32463 | 8786823 | 32463 | 8592211 | Bethel | 38-S
103 | Mat-Su Youth Facility | Kitchen Exhaust Fan Installation | Recent installation of several kitchen appliances has resulted in excess heat gain. Design and install an air conditioning or exhaust unit to alleviate uncomfortably hot conditions in kitchen. | 64072 | 8850895 | 64072 | 8656283 | Palmer | 11-F
104 | Alaska Psychiatric Institute | Pharmacy Ventilation Balancing | There is a balancing issue in the pharmacy. Air volume is too high. | 9568 | 8860463 | 9568 | 8665851 | Anchorage | 25-M
105 | Alaska Psychiatric Institute | Direct Digital Control Panel Replacement | Replace ten Direct Digital Controlled modular building control panels. | 220834 | 9081297 | 220834 | 8886685 | Anchorage | 25-M
106 | Johnson Youth Facility Admin, Annex, Probation and Detention Unit | Exterior Window Replacement in Admin/Prob. | Replace 18 wood frame windows in the Administration/Probation building with new vinyl clad windows. | 59558 | 9140855 | 59558 | 8946243 | Juneau | 34-Q
107 | Kenai Penn. Youth Facility | Carpeting Replacement | Replace carpeting in the facility at Classroom, Dayroom, Activity Wing, Unit Leaders Office and Control Room. | 151043 | 9291898 | 151043 | 9097286 | Anchorage | 25-M
108 | Kenai Penn. Youth Facility | 12" inch Vinyl Floor Tile Replacement | Twelve inch vinyl tiles are cracking and in need of replacement. | 37670 | 9329568 | 37670 | 9134956 | Anchorage | 25-M
109 | Kenai Penn. Youth Facility | Perimeter Pole Light Upgrades | Four out of six parking lot, and site perimeter light pole heads are requested to be upgraded to the latest model of energy saving fixtures. | 15637 | 9345205 | 15637 | 9150593 | Anchorage | 25-M
110 | Ketchikan Health Center | Boiler Replacement | Boiler #1 has minor leak between section 1 and 2 at complete cool down. | 64613 | 9409818 | 58152 | 9208745 | Ketchikan | 36-R
111 | McLaughlin Youth Center Building C | Kitchen Air Handler | The kitchen air handling unit is original equipment and over thirty years old. Replace with a new high efficiency air handler. | 316445 | 9726263 | 316445 | 9525190 | Anchorage | 25-M
112 | McLaughlin Youth Center Building C | Bathroom Partition Replacement | Washroom partitions are degraded and need to be replaced. | 12438 | 9738701 | 12438 | 9537628 | Anchorage | 25-M
113 | Alaska Psychiatric Institute | Ice Melt Loop Repair at Front Entrance Sidewalk | The ice melt loop at the front entrance sidewalk has failed and is in need of replacement. | 76511 | 9815212 | 76511 | 9614139 | Anchorage | 25-M
114 | McLaughlin Youth Center Building C | Air Distribution, Heating and Cooling Upgrade | Provide ductwork throughout the Purchasing and Supply area, in conjunction with a new air-handling unit. | 299374 | 10114586 | 299374 | 9913513 | Anchorage | 25-M
115 | Mat-Su Youth Facility | Kitchen Plumbing and Grease Trap Installation | Install updated drain and supply plumbing at the three compartment sink and install new grease trap. | 51257 | 10165843 | 51257 | 9964770 | Palmer | 11-F
116 | Mat-Su Youth Facility | Heating and Ventilation Analysis and Balancing | Perform an analysis of the heating and ventilation system. | 45934 | 10211777 | 45934 | 10010704 | Palmer | 11-F
117 | Mat-Su Youth Facility | Domestic Plumbing Supply Repair | Replace the domestic copper supply lines in the utilidor. Pipes are corroded and developing pin hole leaks. | 45277 | 10257054 | 45277 | 10055981 | Palmer | 11-F
118 | Mat-Su Youth Facility | Direct Digital Controls Upgrade | Upgrade the Direct Digital Control system for the Heating and Ventilation System. | 70667 | 10327721 | 70667 | 10126648 | Palmer | 11-F
119 | McLaughlin Youth Center School | Electrical Room Fire Code | The electric room walls need to be extended up to the pan deck to meet fire code. | 11482 | 10339203 | 11482 | 10138130 | Anchorage | 25-M
120 | McLaughlin Youth Center School | School Time Keeper System | Existing time keeping system is original to the school and approaching obsolescence. Replacement is recommended. | 29900 | 10369103 | 29900 | 10168030 | Anchorage | 25-M
121 | McLaughlin Youth Center School | Roof Membrane Replacement | Replacement of rubber roofing assemblies is needed to maintain a weather-proof barrier over the facility. | 248768 | 10617871 | 248768 | 10416798 | Anchorage | 25-M
122 | McLaughlin Youth Center School | Interior Lighting Upgrade | Install new energy efficient lighting throughout building. | 118643 | 10736514 | 118643 | 10535441 | Anchorage | 25-M
123 | Alaska Psychiatric Institute | Sidewalk and Curbing Replacement | The curbs and sidewalks in the delivery area are frost heaved, cracked and need repair to alleviate tripping hazard. | 86112 | 10822626 | 86112 | 10621553 | Anchorage | 25-M
124 | Alaska Psychiatric Institute | Nurse Call System Replacement | The existing nurse call system contains components that are failing and replacement parts are not available. This is vital for the safety of patients and staff. | 1060004 | 11882630 | 1060004 | 11681557 | Anchorage | 25-M
125 | Fairbanks Health Center | Casework Replacement | The casework in examination rooms is in need of replacement to maintain functionality. | 61235 | 11943865 | 55111 | 11736668 | Fairbanks | 1-A
126 | Fairbanks Health Center | Interior Wall Paint | Repaint interior wall finishes where damaged or aged. | 43284 | 11987149 | 38956 | 11775624 | Fairbanks | 1-A
127 | Ketchikan Health Center | Roof Cleaning and Gutter Repair | The metal roof, gutters and downspouts need to be cleaned of moss and reviewed for any deficiencies. | 10525 | 11997674 | 9473 | 11785097 | Ketchikan | 36-R
128 | Dillingham Health Center | Flooring Replacement | The sheet vinyl flooring is worn and should be replaced throughout. Separation at seams contributes to sanitation issues. | 35065 | 12032739 | 31559 | 11816656 | Dillingham | 37-H
129 | Bethel Youth Facility | Toilet Renovations | Replace eleven toilets and two waterless urinals. The toilets splash an excess amount of water when flushed. The urinals are waterless and unsanitary. | 19848 | 12052587 | 19848 | 11836504 | Bethel | 38-S
130 | Bethel Youth Facility | Roof Drainage Improvements | Install extended downspouts and splash blocks. Include electrical circuit for ice melt. | 15713 | 12068300 | 15713 | 11852217 | Bethel | 38-S
131 | Sitka Health Center | Window Covering Upgrades | Replacement of window blinds is needed. | 36129 | 12104429 | 32516 | 11884733 | Sitka | 35-R
132 | Alaska Psychiatric Institute | Site Drainage Repair | Correct drainage issues that lead to fire doors being blocked from glaciating ice. Replace sod and landscaping between the two fire lanes with a driving pad for snow removal and chiller access. | 55790 | 12160219 | 55790 | 11940523 | Anchorage | 25-M
133 | Kenai Penn. Youth Facility | Perimeter Fence Repair | The exercise yard fence is in disrepair and should be repaired to maintain a sound perimeter. | 44013 | 12204232 | 44013 | 11984536 | Anchorage | 25-M
134 | McLaughlin Youth Center Bldg. B-3/DCU | Air Handling Units on Roof-Top | Replace heating coils and ductwork insulation for the roof top air-handling units to increase heating efficiency. | 167834 | 12372066 | 167834 | 12152370 | Anchorage | 25-M
135 | Anchorage Public Health Lab | Refurbish Rooftop Air Cooled Chiller | Maintaining proper temperature in the health lab and medical examiner's refrigerators and freezers is crucial. Refurbish the faulty Air Cooled Rooftop Chiller. | 20675 | 12392741 | 20675 | 12173045 | Anchorage | 25-M
136 | Anchorage Public Health Lab | Heating and Ventilation Filters | Replace the carbon air filters for the Heating and Ventilation system. | 20179 | 12412920 | 20179 | 12193224 | Anchorage | 25-M
137 | McLaughlin Youth Center Cottage #5 | Toilet and Bath Accessories Upgrade | Replacement of original building washroom accessories, based on age, is needed to maintain functionality. | 30033 | 12442953 | 30033 | 12223257 | Anchorage | 25-M
138 | McLaughlin Youth Center Cottage #5 | Exterior Windows in Common/Detention Room | The replacement of wood windows is needed to maintain a proper weather barrier from exterior elements. | 61235 | 12504188 | 61235 | 12284492 | Anchorage | 25-M
139 | McLaughlin Youth Center Cottage #5 | Wood Deck Replacement | Reconstruction of the outdoor wood patio, based on age and overall condition, is required to maintain walking surfaces. | 12438 | 12516626 | 12438 | 12296930 | Anchorage | 25-M
140 | Alaska Psychiatric Institute | Exterior Walls Masonry Units Stain Removal | Remove efflorescence staining from concrete masonry unit walls and brick retaining walls. | 47840 | 12564466 | 47840 | 12344770 | Anchorage | 25-M
141 | Alaska Psychiatric Institute | Exterior Walls Sealant Replacement | The sealant has deteriorated due to time and weather and needs to be replaced to prevent moisture infiltration. | 19136 | 12583602 | 19136 | 12363906 | Anchorage | 25-M
142 | Alaska Psychiatric Institute | Casework and Countertop Replacement | Replace aged and damaged casework and countertops through out the facility. | 95680 | 12679282 | 95680 | 12459586 | Anchorage | 25-M
143 | Alaska Psychiatric Institute | Administration Area Carpeting Replacement | Administration office carpeting is worn and wrinkled in high traffic areas, posing a trip hazard. | 57408 | 12736690 | 57408 | 12516994 | Anchorage | 25-M
144 | Alaska Psychiatric Institute | Parking Lot Repair | Repair cracks, re-seal and re-stripe parking lot. | 61235 | 12797925 | 61235 | 12578229 | Anchorage | 25-M
145 | Alaska Psychiatric Institute | Upgrade Humidification System in Server Room | Upgrade humidification system in server room to offset hot conditions, which damage the electronics. | 78458 | 12876383 | 78458 | 12656687 | Anchorage | 25-M
146 | McLaughlin Youth Center Bldg. D-1/STX | Interior Lighting Upgrade | Install new energy efficient lighting. | 61235 | 12937618 | 61235 | 12717922 | Anchorage | 25-M
147 | McLaughlin Youth Center Bldg. D-1/STX | Carpeting Replacement | Carpet is worn in high traffic areas and poses a tripping hazard. | 44013 | 12981631 | 44013 | 12761935 | Anchorage | 25-M
148 | McLaughlin Youth Center Gymnasium | Spectator Bleachers | Replacement of the wood spectator bleachers, based on age and observed condition, is required to maintain their functionality. | 80371 | 13062002 | 80371 | 12842306 | Anchorage | 25-M
149 | McLaughlin Youth Center Gymnasium | Paint Interior Walls | The interior wall paint is showing its age and should be refinished throughout the building. | 45934 | 13107936 | 45934 | 12888240 | Anchorage | 25-M
150 | Bethel Youth Facility | Fencing Upgrades | Install chain link fencing below grade to prevent escapes by the residents. | 103127 | 13211063 | 103127 | 12991367 | Bethel | 38-S
151 | Bethel Youth Facility | Replace Concrete Landing at Entrance 145 | Replace the concrete landing at entrance 145. Concrete is badly spalled from weathering and ice melt. | 12405 | 13223468 | 12405 | 13003772 | Bethel | 38-S
152 | Bethel Youth Facility | Gymnasium Sound Panels | Install sound abatement panels in the gymnasium. | 27337 | 13250805 | 27337 | 13031109 | Bethel | 38-S
153 | Mat-Su Youth Facility | Vinyl Composite Tile Replacement | Replace vinyl composite floor tile in the probation areas of the facility. Areas include the intake, kitchen and the school. | 37100 | 13287905 | 37100 | 13068209 | Palmer | 11-F
154 | Johnson Youth Facility Treatment Center | Air Handler Heating Coils Replacement | The heating coil units are severely degraded and in need of replacement. | 42400 | 13330305 | 42400 | 13110609 | Juneau | 34-Q
155 | Anchorage Public Health Lab | Lighting Fixture Upgrade | Upgrade the lighting fixtures throughout the facility. Current lighting is inefficient and has high re-lamping costs. | 207650 | 13537955 | 207650 | 13318259 | Anchorage | 25-M
156 | Johnson Youth Facility Treatment Center | Replace Concrete Walkway | The concrete walkway between The Annex & Treatment building is pitted and uneven in places. It should be replaced with a new walking surface. | 75556 | 13613511 | 75556 | 13393815 | Juneau | 34-Q
157 | Anchorage Public Health Lab | Direct Digital Controls Upgrade | Upgrade the Direct Digital Controls for the air handling system | 82700 | 13696211 | 82700 | 13476515 | Anchorage | 25-M
158 | McLaughlin Youth Center Bldg. B-3/DCU | Carpeting Replacement | The replacement of carpet throughout the building is needed. | 66250 | 13762461 | 66250 | 13542765 | Anchorage | 25-M
159 | McLaughlin Youth Center Bldg. B-3/DCU | Detention Court Plumbing Fixture Replacement | Replace the plumbing fixtures and water control valves in the Detention Court Building. | 55756 | 13818217 | 55756 | 13598521 | Anchorage | 25-M
160 | McLaughlin Youth Center Bldg. B-3/DCU | Exterior Windows Replacement | Replace the original windows in the Detention Court Unit. | 132501 | 13950718 | 132501 | 13731022 | Anchorage | 25-M
161 | Anchorage Public Health Lab | Exterior Walls Sealant Renewal | Replace the cracked and weather worn sealant on the buildings exterior metal panels and flashing. | 26500 | 13977218 | 26500 | 13757522 | Anchorage | 25-M
162 | Anchorage Public Health Lab | Paint Interior Walls | Repaint the interior walls facility wide. | 128144 | 14105362 | 128144 | 13885666 | Anchorage | 25-M
163 | Anchorage Public Health Lab | Carpeting Replacement | Replace the aging and worn carpet facility wide. | 54538 | 14159900 | 54538 | 13940204 | Anchorage | 25-M
164 | McLaughlin Youth Center - Bldg. D-2/BDU | Day Room and Office Carpet Replacement | The carpet is worn in high traffic areas of the day room and offices. Replacement is needed. | 58092 | 14217992 | 58092 | 13998296 | Anchorage | 25-M
|  |  | TOTAL: | 14217992 |  |  | 13998296

## DOLWD
Department: Labor and Workforce Development Deferred Maintenance Backlog
Updated 1/9/2019
[5 empty] | Project | Running
Dept. |  |  |  |  | Cost | Total | GF Cost | GF Running | Location | House
Priority Allocation Project Title |  |  |  | Project Description | 0 | 0 | 0 | Total ($00.0) | (City) | District
1 | AVTEC Applied Technology Campus | Industrial Electricity Building Repairs and Renovations | AVTEC's Industrial Electricity building needs repairs to ensure a safe and healthy learning environment for AVTEC students. Renovation needs include removal of old flooring and replacing aged boilers. The flooring and heating system has not been replaced since original construction. |  | 600 | 600 | 600 | 600 | Seward | 29
2 | AVTEC Student Life Campus | Student Housing and Services Center Repairs and Renovations | AVTEC's student housing and student services center need renovations to ensure students have a safe and healthy living environment. Renovation needs include sheetrock and siding repairs, and flooring replacement. |  | 750 | 1350 | 750 | 1350 | Seward | 29
3 | AVTEC Applied Technology Campus | Welding Facility Renovations | AVTEC's Welding facility needs renovation to ensure a safe and healthy learning environment for AVTEC students. Renovation needs include improved ventilation to pull welding fumes and gases out of the building. |  | 250 | 1600 | 250 | 1600 | Seward | 29
4 | AVTEC First Lake Campus | First Lake Campus Repairs and Renovations | AVTEC's First Lake Campus needs repairs to ensure a safe and healthy learning environment for AVTEC students. Renovation needs include replacing two aged boilers, renovating the loading dock, and repairing exterior damage. |  | 500 | 2100 | 500 | 2100 | Seward | 29
5 | AVTEC Campus-wide | Campus-wide Repairs for Safety and Health, and ADA Compliance | AVTEC's campus requires a number of repairs to its curbs, sidewalks, and access roadways to ensure a safe learning environment for AVTEC students. Repair needs include replacing/resurfacing broken, damaged and deteriorating curbs, sidewalks and access roadways. ADA compliant cuts need to be made at various curbsides. |  | 450 | 2550 | 450 | 2550 | Seward | 29
6 | AVTEC Applied Technology Campus | Old Applied Technology Building Demolition | AVTEC's old Applied Technology building was replaced when it was determined to be unsafe. Now AVTEC needs to demolish the old building to save on annual utility costs and prepare for future construction. |  | 1000 | 3550 | 1000 | 3550 | Seward | 29
7 | AVTEC Applied Technology Campus | New Maintenance Shop and Plumbing and Building Facility | AVTEC currently rents space for its Plumbing and Heating program. This space is overpriced for its condition. AVTEC would like to replace this building with a state-owned facility on the old Applied Technology building land. also in need of replacement and could be incorporated into the new facility.AVTEC's current maintenance shop is also in need of replacement and could be incorporated into the new facility. |  | 15000 | 18550 | 15000 | 18550 | Seward | 29
|  |  |  | TOTAL | 18550000

## DMVA
Department: Military & Veteran Affairs
Updated 3/11/2019 |  |  |  | (Formatted to Thousands)
|  |  |  | Project Cost ($00.0) | Running Total ($00.0) | GF Cost ($00.0) | GF Running Total ($00.0)
Dept. | [7 empty] | Location (City) | House District | Fed / State
Priority | Allocation | Project Title | Project Description | [6 empty] | Split
1 | State Wide | Fall Protection - All Roofs | Installing Fall Protection for all Roofs to meet safety compliance requirements of 29 CFR 1910 (OSHA) | 250000 | 250000 | 125000 | 125000 | Statewide | HD 1-40 | Facility Dependent
2 | State Wide | Arc-Flash Protection State-wide | Required for Safety Compliance with NFPA 70E, Electrical survey, Electrical Panel Upgrades, Warning Placards, and stand off distances. | 500000 | 750000 | 250000 | 375000 | Statewide | HD 1-40 | Facility Dependent
3 | State Wide | Tank Monitoring | Add AST Monitoring Equipment for locations that AKARNG is maintaining | 150000 | 900000 | 75000 | 450000 | Statewide | HD 1-40 | Facility Dependent
4 | State Wide | Building Environmental Controls Direct Digital Controls (DDC) Upgrades | Upgrade the entire controls system statewide to operate on the new software protacol. | 500000 | 1400000 | 125000 | 575000 | Statewide | HD 1-40 | Facility Dependent (75% / 25%)
5 | Joint Base Elmendorf Richardson | Fire Alarm Panel Replacement | Fire Alarm Panel at the CSMS Building 49150 on JBER Needs to be replaced. System is no longer supported. | 125000 | 1525000 | 125000 | 700000 | Joint Base Elemendorf Richardson | HD 13 | 100% Fed
6 | Anchorage Area | Fire Alarm Panel Replacement | Kulis (Anchorage International Airport) CST Building - Fire Alarm Panel needs to be Replaced. It is no longer supported with replacement parts and materials. | 25000 | 1550000 | 25000 | 725000 | Anchorage Area | HD 13-28 | 100% Fed
7 | Joint Base Elmendorf Richardson | Pedestrian Cross Walks - Parking Lot Expansions | Building 57024 (FMO) and 47420 (Flight Ops) Need Pedestrian Cross Walk indicators. 57024 needs to have the parking lot extended with lighting. | 400000 | 1950000 | 400000 | 1125000 | Joint Base Elmendorf Richardson | HD 13 | 75%/25%
8 | Joint Base Elmendorf Richardson | JBER - Concrete Repair and Replacement | Deteriorating walkways, sidewalks and Miscellaneous concrete items need to be replaced to prevent tripping hazards, and eliminated deterioration. | 200000 | 2150000 | 200000 | 1325000 | Camp Denali, Camp Carroll and Bryant Army Airfield | HD 13 | Facility Dependent
9 | State Wide | Boiler Systems flush and Glycol Replacement | Boiler/ Heating Systems Across the State need to have the entire heating system flushed and glycol replaced to extend the life cycle of the system and ensure temperature freeze protection is adequate. | 450000 | 2600000 | 450000 | 1775000 | State Wide | HD 1-40 | Facility Dependent
10 | Joint Base Elmendorf Richardson | 49000 Heating, Ventilation and Air Conditioning, Registers in the Armory | Replace parts and perform electrical and plumbing work for continue functionality. | 300000 | 2900000 | 300000 | 2075000 | JBER Camp Denali | HD 13 | 69%/31%
11 | Joint Base Elmendorf Richardson | C-Wing restrooms | Repair and Restoration of outdated and broken fixture for command unit restrooms. | 150000 | 3050000 | 46500 | 2121500 | JBER | HD 13 | 69% / 31%
12 | Joint Base Elmendord Richardson | D- wing remodel | Outdated wing in Anchorage Armory needs complete restoration and office modification to include walls, carpet paint and fixtures, electrical and data. | 1000000 | 4050000 | 310000 | 2431500 | JBER | HD 13 | 69% / 31%
13 | Alcantra Armory Deferred Maintenance | Alcantra Generator - Annex, DFAC, and Well house. | Install Generator and Generator Pad for Well House, Annex and DFAC. | 40000 | 4090000 | 20000 | 2451500 | Wasilla | HD 7 | 50% / 50%
14 | Alcantra Armory Deferred Maintenance | Design for the Alcantra Road Transition for New Entrance | When Entrance is changed for Seward Meridian expansion project road needs to be modified to allow access from lower facility to upper facility. | 250000 | 4340000 | 125000 | 2576500 | Wasilla | HD 7 | 50% / 50%
15 | JBER | JBER- Pedestrian cross-walks upgrades & 57024 Parking Lot expansion | Establish pedestrian cross walks for safety of personnel. Install lighting and spaces to meet UFC and ATFP, and ADA requirements. | 400000 | 4740000 | 100000 | 2676500 | JBER | HD 13 | 75% / 25%
16 | Joint Base Elmendorf - Richardson Deferred Maintenance | JBER Concrete Repair and Replacement | Concrete walk-ways and pads in many areas are damaged and need to be repaired. | 150000 | 4890000 | 37500 | 2714000 | JBER | HD 13 | Facility Dependent
17 | Western/Rural Interior Deferred Maintenance | Quinhagak Armory - Upgrade to Current Standards | Quinhagak Armory - Upgrade to Current Standards | 535000 | 5425000 | 133750 | 2847750 | Quinhagak | HD 38 | 75% / 25%
18 | Southeast Alaska - Deferred Maintenance | Ketchikan Armory - Resurface Drill Hall Floor | Ketchikan Armory - Resurface Drill Hall Floor, (details of project scope need to be expanded beyond N-1 list description) | 80000 | 5505000 | 40000 | 2887750 | Ketchikan | HD 36 | 50% / 50%
19 | Valdez Armory Deferred Maintenance | Facility Upgrade - Paint Valdez Drill Hall Floor | Paint Valdez Armory drill hall floor | 80000 | 5585000 | 40000 | 2927750 | Valdez | HD 9 | 50% / 50%
20 | Joint Base Elmendorf - Richardson Deferred Maintenance | Camp Carroll Building 60802 Paint/Lighting/Signage | Camp Carroll - Paint/Lighting/Signage sustainment project | 20000 | 5605000 | 5000 | 2932750 | JBER | HD 13 | 75% / 25%
21 | Utqiagvik | Utqiagvik Armory - Repair/Replace gate and Doors | Utqiagvik Armory - Repair/Replace gate and Doors, More Information needed to build detailed scope. | 550000 | 6155000 | 137500 | 3070250 | Utqiagvik | HD 40 | 75% / 25%
22 | Bethel Hangar | Bethel - Fire Suppression Replacement | Bethel Fire Suppression System sprinkler heads and system needs complete overhaul. | 1500000 | 7655000 | 0 | 3070250 | Bethel | HD 38 | 100% Fed
23 | Civil Support Team- Building 52 Anchorage Airport | Building renovation | Renovate Building to meet mission requirements and capabilities | 3000000 | 10655000 | 0 | 3070250 | Anchorage | HD 21 | 100% Fed
24 | Joint Base Elmendorf - Richardson Deferred Maintenance | BAAF - Steam Boiler Systems Replacement | Replace Steam Boilers providing Heat to JBER hangars. Current heating system has exceded life cycle replacement | 650000 | 11305000 | 0 | 3070250 | JBER | HD 13 | 100% Fed
25 | Joint Base Elmendorf - Richardson Deferred Maintenance | Replacement of Deluge Systems. | Replace Fire Suppression Systems in all BAAF Hangars. | 8000000 | 19305000 | 0 | 3070250 | JBER | HD 13 | 100% Fed
26 | Joint Base Elmendorf - Richardson Deferred Maintenance | Demolish Old Fire Suppression System - Building 47436 | Demolition of the old fire suppression water pump facility at Building 47436 | 150000 | 19455000 | 0 | 3070250 | Joint Base Elmendorf - Richardson | HD 13 | 100% Fed
27 | Western/Rural Interior Deferred Maintenance | Repair/Replace Spill Prevention, Control, and Countermeasure Equipment at Kotzebue Hangar | Repair/replace fuel spill monitoring equipment | 6000 | 19461000 | 6000 | 3076250 | Kotzebue | HD 40 | 100% State
28 | Western/Rural Interior Deferred Maintenance | Repair/replace Spill Prevention, Control, and Countermeasure Equipment at Kotzebue Armory | Repair/replace fuel spill monitoring equipment | 3500 | 19464500 | 3500 | 3079750 | Kotzebue | HD 40 | 100% State
29 | Western/Rural Interior Deferred Maintenance | Facility Upgrade - Hooper Bay Armory 1 Carpet and Paint | Upgrade interior finishes to include interior paint and carpet | 350000 | 19814500 | 0 | 3079750 | Hooper Bay | HD 39 | 75% / 25%
30 | Western/Rural Interior Deferred Maintenance | Facility Upgrade - Paint Bethel Hangar Floor | Paint Bethel hangar floor | 350000 | 20164500 | 0 | 3079750 | Bethel | HD 38 | 100% Fed
31 | Joint Base Elmendorf - Richardson Deferred Maintenance | Repair/Upgrade Parking Lot Pavement at Building 47427, Hangar 6 | Repair and upgrade parking for drill weekend attendance | 650000 | 20814500 | 0 | 3079750 | Joint Base Elmendorf - Richardson | HD 13 | 100% Fed
32 | Joint Base Elmendorf - Richardson Deferred Maintenance | Repair/Upgrade Bryant Airfield Roadway Security Gates | Repair/upgrade to security key card system with compatible system in use | 750000 | 21564500 | 0 | 3079750 | Joint Base Elmendorf - Richardson | HD 13 | 100% Fed
33 | Joint Base Elmendorf - Richardson Deferred Maintenance | Bryant Army Airfield Maintenance | Hangar Aprons and runway upgrades | 1500000 | 23064500 | 0 | 3079750 | JBER | HD 13 | 100% Fed
34 | Joint Base Elmendorf - Richardson Deferred Maintenance | Bryant Army Airfield Obstruction Survey and Chart | Evaluate Bryant Army Airfield for Compliance with required obstruction identification and chart findings. | 90000 | 23154500 | 0 | 3079750 | JBER | HD 13 | 100% Fed
35 | Western/Rural Interior Deferred Maintenance | Nome Hangar Asphalt Repair | Repair the Apron Asphalt. Remove old material relace base material and replace with new Asphalt. | 150000 | 23304500 | 0 | 3079750 | Nome | HD 39 | 100% Fed
36 | Joint Base Elmendorf - Richardson Deferred Maintenance | Bryant Army Airfield - Hangar 6 Roof Replacement. | Replace Hangar 6 Roof | 500000 | 23804500 | 0 | 3079750 | JBER | HD 13 | 100% Fed
37 | Joint Base Elmendorf - Richardson Deferred Maintenance | Bryant Army Airfield - Building 47432 lighting and Signage upgrade to energy efficient LED's | Bryant Army Airfield - Building 47432 lighting and Signage upgrade to energy efficient LED's | 10000 | 23814500 | 2500 | 3082250 | JBER | HD 13 | 75% / 25%
38 | Joint Base Elmendorf - Richardson Deferred Maintenance | Bryant Army Airfield - Airfield Tower Administrative Office Addition | Bryant Army Airfield - Airfield Tower Administrative Office Addition. Details of project scope need to be expanded beyond N-1 list description | 1000000 | 24814500 | 0 | 3082250 | JBER | HD 13 | 100% Fed
39 | Joint Base Elmendorf - Richardson Deferred Maintenance | Bryant Army Airfield - Oil Water Separator Installation | Bryant Army Airfield - Instal Oil Water Separator, more detailed information needed to build project scope from N-1 list. | 150000 | 24964500 | 0 | 3082250 | JBER | HD 13 | 100% Fed
40 | Southeast Alaska - Deferred Maintenance | Juneau AAOF Roof Replacement | Juneau Roof Replacement - Build Portion, Actual replacement of existing roof. | 550000 | 25514500 | 0 | 3082250 | Juneau | HD 33 | 100% Fed
41 | Western/Rural Interior Deferred Maintenance | Bethel AAOF - Security System Install | Bethel AAOF - Security System Install (NGB SAF Security Requirements may satisfy location security needs. | 70000 | 25584500 | 0 | 3082250 | Bethel | HD 38 | 100% Fed
42 | Joint Base Elmendorf - Richardson Deferred Maintenance | Bryant Army Airfield - Hangar Access Repair | Bryant Army Airfield - Hangar Access Repair, More project information needed to build detailed project scope from N-1 list | 2050000 | 27634500 | 0 | 3082250 | JBER | HD 13 | 100% Fed
43 | Joint Base Elmendorf - Richardson Deferred Maintenance | Camp Denali - DBRD Roof/Insulation/Ceiling Fans 49140 (USPFO) | Camp Denali - DBRD Roof/Insulation/Ceiling Fans, More projet information needed to build detailed project scope from N-1 list | 200000 | 27834500 | 0 | 3082250 | JBER | HD 13 | 100% Fed
44 | Joint Base Elmendorf - Richardson Deferred Maintenance | Bryant Army Airfield - DBRD Replace lighting With LED's Building 47430 (Hangar 1) | Bryant Army Airfield - DBRD Replace lighting With LED's, more information needed to develop detailed scope of project from N-1 List. Building 47430 (Hangar 1) | 100000 | 27934500 | 0 | 3082250 | JBER | HD 13 | 100% Fed
45 | Western/Rural Interior Deferred Maintenance | Nome AAOF - Exterior Lighting Project | Exterior Lighting Replacement | 8000 | 27942500 | 0 | 3082250 | Nome | HD 39 | 100% Fed
46 | Western/Rural Interior Deferred Maintenance | Renovate Nome Armory | Upgrade interior finishes to include interior paint and flooring | 300000 | 28242500 | 300000 | 3382250 | Nome | HD 39 | 50%/50%
47 | Kenai | Facility Upgrade - Paint Kenai Armory Drill Hall Floor | Paint Kenai Armory drill hall Floor | 40000 | 28282500 | 40000 | 3422250 | Kenai | HD 30 | 50%/50%
48 | Valdez Armory Deferred Maintenance | Pave parking lot and Install fencing for Armory | Parking lot needs to be paved, loading dock upgraded, and fences installed around property | 450000 | 28732500 | 450000 | 3872250 | Valdez | HD 9 | 50%/50%
49 | Fairbanks Armory | Fairbanks Armory - Warm Storage Building | Fairbanks Armory Build Warm Storage Building | 950000 | 29682500 | 950000 | 4822250 | Fairbanks | HD 1 | 50%/50%
50 | Joint Base Elmendorf - Richardson Deferred Maintenance | Bryant Army airfield Building 47433 (Hangar 2) Fire Suppression Upgrade | Bryant Army Airfield Buiilding 47433 (Hangar 2) Fire Suppression Upgrade. | 1000000 | 30682500 | 1000000 | 5822250 | BAAF | HD 13 | 100% Fed
51 | Joint Base Elmendorf - Richardson Deferred Maintenance | Bryant Army Airfield - Hangar 4 HVAC renovation | Hangar 6 HVAC Renovation More information is needed to determine the detailed scope of the project identified | 2000000 | 32682500 | 2000000 | 7822250 | BAAF | HD 13 | 100% Fed
52 | Joint Base Elmendorf - Richardson Deferred Maintenance | Bryant Army Airfield - Hangar 6 bathroom remodel | Bryant Army Airfield - Hangar 6 Men's and Women's bathroom remodel | 40000 | 32722500 | 0 | 7822250 | BAAF | HD 13 | 100% Fed
53 | Nome | Nome - AAOF Roof and Envelope Replacement | Nome - AAOF Roof and Envelope Replacement | 750000 | 33472500 | 0 | 7822250 | Nome | HD 39 | 100% Fed
54 | Joint Base Elmendorf Richardson Defered Maintenance | Bryant Army Airfield Apron Replacement | Concrete on the Apron needs to be replaced and upgraded to support C17 Aircraft. | 3000000 | 36472500 | 3000000 | 10822250 | BAAF | HD 13 | 100% Fed
55 | Joint Base Elmendorf - Richardson Deferred Maintenance | Bryant Army Airfield Hangar 6 - Parking Lot Pavement - Building 47427 | Bryant Army Airfield Hangar 6 - Parking Lot Pavement - Building 47427 | 350000 | 36822500 | 0 | 10822250 |  | HD 13 | 100% Fed
|  |  | Sub Total | 36822500
Note on G48: Robert E. Ernisse: No GF total and more info needed. Recommend we remove.

## DNR
Department: Natural Resources
Updated 3/16/2019
Allocation | Project Description | Project Cost | Location (City) | House District | Project Title
Parks & Outdoor Recreation ‐ Kenai Area | KRSMA ‐ Bings Landing: Replace concrete boat ramp. The existing ramp has exceeded its useful life and is failing. The concrete planks are crumbling exposing rebar to the elements, thus accelerating the structure’s deterioration. The structure’s level of service has been greatly decreased adversely affecting commercial guides and individuals that use the ramp – the site sees approximately one hundred thousand visits annually. Complete failure of the ramp will impact businesses and overwhelm alternative boat launches into the Kenai River. This project will replace the entire boat ramp with a similar system. This project is a candidate for federal Dingell Johnson (DJ) funding, however, federal funding can not be requested until a match has been approved. In the event DJ funds are not secured the entire amount requested is needed to complete the project. If DJ funds are secured, then the division would only need the non-federal match portion (25% under the DJ program) which would only be $37.5. | 150 | Kenai | 29 | Kenai River Special Management Area ‐ Bings Landing
Parks & Outdoor Recreation ‐ Mat‐Su Area | Finger Lake State Recreation Site: Extend boat ramp and remove reef along dock. The end of the existing ramp has suffered severe scouring and deposits. The holes and deposited material pose a serious hazard to boaters accessing Finger Lake at this facility. This project will remove the deposited material and regrade the end of the ramp to mitigate the problem. Additionally, this project will also extend the existing ramp to provide additional scour protection and prevent recurrence of the problem. This project is a candidate for federal Dingell Johnson (DJ) funding, however, federal funding can not be requested until a match has been approved. In the event DJ funds are not secured the entire amount requested is needed to complete the project. If DJ funds are secured, then the division would only need the non-federal match portion (25% under the DJ program) which would only be $37.5. | 150 | Mat‐Su | 7 | Finger Lake State Recreation Site
Parks & Outdoor Recreation - Northern Area | Chena River SRA - Twin Bears Camp: Install solar panel and battery power system. | 20 | Northern | 6 | Chena River State Recreation Area - Twin Bears Camp
Agriculture Plant Materials Center (PMC) | The PMC houses the primary seed cleaning plant in Alaska. The cleaned seed is used for foundation seed, agriculture production, and revegetation and erosion control projects. The 1972 design and construction have not kept up with technology deemed standard in the industry. While the recent refurbishing activities have helped resolve safety and health issues, modernization of the actual seed handling and cleaning equipment is needed. Updates will include a dust collection system, material transfer and flow devices in between cleaning equipment, pre clean storage and seed dying system, and updated lighting. | 155 | Palmer | 11F | Seed Cleaning Facility for Improvements
Statewide Forestry Facilities Deferred Maintenance | Wildland Fire Tanker Retardant Base Code Compliance Analysis: Tanker bases in McGrath, Tanacross, Kenai and Palmer are at risk for failure resulting environmental cleanup. They require life safety code compliance analysis to identify the risks. Tanker bases in McGrath and Tanacross have significant infrastructure issues requiring engineering analysis for solutions. Repairs cannot be identified without professional design effort due to specialization of systems. | 50 | Statewide | 40 | Wildland Fire Tanker Retardant Base Code Compliance Analysis
Parks & Outdoor Recreation - Northern Area | Chena River SRA - Twin Bears Camp: Replace plumbing system: pump, distribution, faucets, upgrade. | 40 | Northern | 6 | Chena River State Recreation Area - Twin Bears Camp
Parks & Outdoor Recreation - Northern Area | Chena River SRA - Twin Bears Camp: 2 showerhouses: replace flooring, sheetrock, door, showerstalls, water heater, sinks, and washer & dryer. | 30 | Northern | 6 | Chena River State Recreation Area - Twin Bears Camp
Parks & Outdoor Recreation - Northern Area | Chena River SRA - Twin Bears Camp: Replace old firberglass roofs with shingles on 3 cabins. | 10 | Northern | 6 | Chena River State Recreation Area - Twin Bears Camp
Parks & Outdoor Recreation - Northern Area | Chena River SRA - Twin Bears Camp: Replace outdoor group fire-rings and benches. Replace entrance gate with fencing. | 10 | Northern | 6 | Chena River State Recreation Area - Twin Bears Camp
Parks & Outdoor Recreation ‐ Kodiak Area | Replace outhouses at Laura Lake and at Pillar Lake Cabin. | 20 | Kodiak | 32 | Afognak Island State Park
Parks & Outdoor Recreation ‐ Kodiak Area | Replace entrance sign at park boundaries along old logging roads. | 30 | Kodiak | 32 | Afognak Island State Park
Parks & Outdoor Recreation ‐ Kodiak Area | Improve ADA accessibility at the Pillar Lake public use cabin. | 20 | Kodiak | 32 | Afognak Island State Park
Parks & Outdoor Recreation ‐ Kodiak Area | Retrofit toilet buildings to prevent surface and ground water from infiltrating vaults. | 60 | Kodiak | 32 | Areawide
Parks & Outdoor Recreation ‐ Kodiak Area | Improve trails along river bank to improver public sport fishing access to river and stabilize/decrease erosion - incorporate light penetrating grating. | 150 | Kodiak | 32 | Buskin River State Recreation Site
Parks & Outdoor Recreation ‐ Kodiak Area | Rehabilitate roads, campsites, and tent pads at campground. Improve trailhead at Boy Scout Lake. | 250 | Kodiak | 32 | Buskin River State Recreation Site
Parks & Outdoor Recreation ‐ Kodiak Area | Replace fire rings and picnic tables at campground and day-use area. Replace entrance gate. | 45 | Kodiak | 32 | Buskin River State Recreation Site
Parks & Outdoor Recreation ‐ Kodiak Area | Repair Boy Scout Lake trail and realign portion on private lands. Widen and stabilize riverbank trail. | 145 | Kodiak | 32 | Buskin River State Recreation Site
Parks & Outdoor Recreation ‐ Kodiak Area | Replace site signage. | 15 | Kodiak | 32 | Buskin River State Recreation Site
Parks & Outdoor Recreation ‐ Kodiak Area | Replace 2 old bulletin boards with information kiosk. Replace campground bulletin and fee station with orientation kiosk. | 50 | Kodiak | 32 | Buskin River State Recreation Site
Parks & Outdoor Recreation ‐ Kodiak Area | Improve site water system ‐ well is pumping air and sediment and is overburdened serving office, apartment, and host site. | 100 | Kodiak | 32 | Fort Abercrombie State Historical Park
Parks & Outdoor Recreation ‐ Kodiak Area | Stabilization, preservation, and maintenance of historic WWII structures. | 200 | Kodiak | 32 | Fort Abercrombie State Historical Park
Parks & Outdoor Recreation ‐ Kodiak Area | Replace septic field at ranger station | 55 | Kodiak | 32 | Fort Abercrombie State Historical Park
Parks & Outdoor Recreation ‐ Kodiak Area | Replace rotten, sagging deck on resident apartment. | 25 | Kodiak | 32 | Fort Abercrombie State Historical Park
Parks & Outdoor Recreation ‐ Kodiak Area | Improve headquarters and resident apartment building to meet current standards. | 325 | Kodiak | 32 | Fort Abercrombie State Historical Park
Parks & Outdoor Recreation ‐ Kodiak Area | Raise road surface on Miller Point road and resurface Ram site road, Group site road, and main entrance parking lot. | 150 | Kodiak | 32 | Fort Abercrombie State Historical Park
Parks & Outdoor Recreation ‐ Kodiak Area | Improve approximately 6.5 ‐ 7.0 miles of existing trails by replacing foot bridges, planking, steps, drainage, and trailtreads. | 75 | Kodiak | 32 | Fort Abercrombie State Historical Park
Parks & Outdoor Recreation ‐ Kodiak Area | Replace older double outhouse at Miller Point with double concrete vaulted toilet. | 80 | Kodiak | 32 | Fort Abercrombie State Historical Park
Parks & Outdoor Recreation ‐ Kodiak Area | Improve trails to campsites and for public sport fishing access to river from road and parking lots. | 25 | Kodiak | 32 | Pasagshak State Recreation Site
Parks & Outdoor Recreation ‐ Kodiak Area | 12 new fire rings and picnic tables for day‐use, camp sites and host site. | 25 | Kodiak | 32 | Pasagshak State Recreation Site
Parks & Outdoor Recreation ‐ Kodiak Area | Replace old bulletin boards with new information kiosks. | 25 | Kodiak | 32 | Pasagshak State Recreation Site
Parks & Outdoor Recreation ‐ Kodiak Area | Stabilize and improve alignment of trail on southwest (neighborhood) side of Pasagshak River and remove social trails leading to riverbank. | 10 | Kodiak | 32 | Pasagshak State Recreation Site
Parks & Outdoor Recreation ‐ Kodiak Area | Renovate substandard crew housing and storage shed and expand boat shed at Big Bay public contact station. | 40 | Kodiak | 32 | Shuyak Island State Park
Parks & Outdoor Recreation ‐ Kodiak Area | Repair interior siding, windows, door, at Willy's Cabin. Replace outhouse. | 24 | Kodiak | 32 | Shuyak Island State Park
Parks & Outdoor Recreation ‐ Kodiak Area | Replace Big Bay public contact station roof. | 20 | Kodiak | 32 | Shuyak Island State Park
Parks & Outdoor Recreation ‐ Kodiak Area | Repair, re‐level and re‐stabilize floors and structural systems on 4 public use cabins. | 40 | Kodiak | 32 | Shuyak Island State Park
Parks & Outdoor Recreation ‐ Kodiak Area | Repair and improve trails. | 60 | Kodiak | 32 | Shuyak Island State Park
Parks & Outdoor Recreation ‐ Kodiak Area | Replace 4 outhouses at public use cabins. | 40 | Kodiak | 32 | Shuyak Island State Park
Parks & Outdoor Recreation ‐ Kodiak Area | Repair/replace fresh water catchment systems. | 15 | Kodiak | 32 | Shuyak Island State Park
Parks & Outdoor Recreation - Northern Area | Replace front and back decks and outside rear staircase | 50 | Northern | 9 | Big Delta State Historical Park
Parks & Outdoor Recreation - Northern Area | Stabilize and armor unstable riverbank threatening historic buildings and structures. | 500 | Northern | 9 | Big Delta State Historical Park
Parks & Outdoor Recreation - Northern Area | Restore WAMCATS telegraph station building, WAMCATS Military Residence, and ARC Outbuilding lighting and electrical system. | 50 | Northern | 9 | Big Delta State Historical Park
Parks & Outdoor Recreation - Northern Area | Replace rotten roof logs on Homestead Outbuilding (Museum) | 35 | Northern | 9 | Big Delta State Historical Park
Parks & Outdoor Recreation - Northern Area | Restore Roadhouse interior and interpret. | 300 | Northern | 9 | Big Delta State Historical Park
Parks & Outdoor Recreation - Northern Area | Repair roof, restore foundation, replace furnace, hot water heater, and all other mechanical system components, replace floor, and repair interior walls and ceilings in restaurant kitchen and restrooms. | 500 | Northern | 9 | Big Delta State Historical Park
Parks & Outdoor Recreation - Northern Area | Replace garden fence and poultry and livestock pens | 25 | Northern | 9 | Big Delta State Historical Park
Parks & Outdoor Recreation - Northern Area | Conform all visitor facilities in roadhouse for ADA access. | 75 | Northern | 9 | Big Delta State Historical Park
Parks & Outdoor Recreation - Northern Area | Design and reconstruct entrance to Rika's Roadhouse to include ARC Garage. | 100 | Northern | 9 | Big Delta State Historical Park
Parks & Outdoor Recreation - Northern Area | Replace toilet with double concrete vaulted toilet. | 80 | Northern | 9 | Big Delta State Historical Park
Parks & Outdoor Recreation - Northern Area | Replace dump station bulletin board. | 5 | Northern | 9 | Big Delta State Historical Park
Parks & Outdoor Recreation - Northern Area | Improve campsites near entrance. | 35 | Northern | 9 | Big Delta State Historical Park
Parks & Outdoor Recreation - Northern Area | Raise, repair roof, and refurbish Alaska Road Commission (ARC) Garage to provide visitor center. | 800 | Northern | 9 | Big Delta State Historical Park
Parks & Outdoor Recreation - Northern Area | Oil logs; pest control, chink walls to weatherproof (Ferryman's Cabin, Barn, Museum, Roadhouse, ARC Outbuilding, WAMCATS Telegraph Building, WAMCATS Military Residence) | 40 | Northern | 9 | Big Delta State Historical Park
Parks & Outdoor Recreation - Northern Area | Restore Cold Cache and delineate WAMCATS Stable Site | 75 | Northern | 9 | Big Delta State Historical Park
Parks & Outdoor Recreation - Northern Area | Chip seal all parking / camping sites and replace parking bumpers. Chip seal remainder of access roads. | 200 | Northern | 9 | Big Delta State Historical Park
Parks & Outdoor Recreation - Northern Area | Fill and relevel pads and parking area. Re-establish 2 additional parking spaces in front of public use cabin for circulation safety. | 75 | Northern | 6 | Birch Lake State Recreation Site
Parks & Outdoor Recreation - Northern Area | Relocate entrance sign to first, more visible entrance. | 10 | Northern | 6 | Birch Lake State Recreation Site
Parks & Outdoor Recreation - Northern Area | Replace fee station with covered fee station. | 30 | Northern | 6 | Birch Lake State Recreation Site
Parks & Outdoor Recreation - Northern Area | Recondition loop road, river access road, and parking; grade resurface & drainage. | 150 | Northern | 3 | Chena Pump State Recreation Site
Parks & Outdoor Recreation - Northern Area | Replace 2 barbeque grills and 2 fire pits, 8 picnic tables and 16 parking bumpers. | 30 | Northern | 2 | Chena Pump State Recreation site
Parks & Outdoor Recreation - Northern Area | Replace site and highway signage. | 30 | Northern | 2 | Chena Pump State Recreation Site
Parks & Outdoor Recreation - Northern Area | Replace toilet with concrete vaulted toilet. | 80 | Northern | 2 | Chena Pump state Recreation site
Parks & Outdoor Recreation - Northern Area | Upgrade fee kiosk station. | 15 | Northern | 2 | Chena Pump State Recreation Site
Parks & Outdoor Recreation - Northern Area | Install 3 interpretive signs | 25 | Northern | 2 | Chena Pump State Recreation site
Parks & Outdoor Recreation - Northern Area | Make well ADA accessible and replace parts. | 10 | Northern | 6 | Chena River State Recreation Area ‐ Angel Rocks Trailhead
Parks & Outdoor Recreation - Northern Area | Improve overflow parking and pave parking area and access road. | 125 | Northern | 6 | Chena River State Recreation Area ‐ Angel Rocks Trailhead
Parks & Outdoor Recreation - Northern Area | Fill and level parking area. Install parking bumpers/replace bulletin | 50 | Northern | 6 | Chena River State Recreation Area ‐ Colorado Creek Trailhead
Parks & Outdoor Recreation - Northern Area | Replace parking bumpers. | 10 | Northern | 6 | Chena River State Recreation Area ‐ Colorado Creek Trailhead
Parks & Outdoor Recreation - Northern Area | Rehabilitate Colorado Creek Trail bridges. Replace bulletin boards. | 20 | Northern | 6 | Chena River State Recreation Area ‐ Colorado Creek Trailhead
Parks & Outdoor Recreation - Northern Area | Make well ADA accessible and replace parts. | 22 | Northern | 6 | Chena River State Recreation Area ‐ Colorado Creek Trailhead
Parks & Outdoor Recreation - Northern Area | Reroute trail to sustainable alignment. | 125 | Northern | 6 | Chena River State Recreation Area ‐ East Fork Trail
Parks & Outdoor Recreation - Northern Area | Replace water well | 25 | Northern | 6 | Chena River State Recreation Area ‐ Lower Chena Dome Trailhead
Parks & Outdoor Recreation - Northern Area | Replace entrance sign. | 6 | Northern | 6 | Chena River State Recreation Area ‐ Lower Chena Dome Trailhead
Parks & Outdoor Recreation - Northern Area | Modify access and porch to meet ADA standards. | 60 | Northern | 6 | Chena River State Recreation Area ‐ North Fork Public Use Cabin
Parks & Outdoor Recreation - Northern Area | Replace cabin. | 50 | Northern | 6 | Chena River State Recreation Area ‐ Nugget Creek Public Use Cabin
Parks & Outdoor Recreation - Northern Area | Develop nature trail to connect picnic shelters and camping via pedestrian bridge. | 50 | Northern | 6 | Chena River State Recreation Area ‐ Red Squirrel Campground
Parks & Outdoor Recreation - Northern Area | Relocate river crossing downstream to avoid dangerous open water. | 15 | Northern | 2 | Chena River State Recreation Area ‐ South Fork Chena River
Parks & Outdoor Recreation - Northern Area | Expand trailhead parking area; grade, level & fill access road at MP 31.4. | 55 | Northern | 2 | Chena River State Recreation Area ‐ South Fork Chena River
Parks & Outdoor Recreation - Northern Area | Clear and widen South Fork Trail. | 50 | Northern | 2 | Chena River State Recreation Area ‐ South Fork Chena River
Parks & Outdoor Recreation - Northern Area | Resurface roads and trailhead parking area | 300 | Northern | 6 | Chena River State Recreation Area ‐ Stiles Creek Extension
Parks & Outdoor Recreation - Northern Area | Replace water well. | 20 | Northern | 6 | Chena River State Recreation Area ‐ Tors Trailhead/ Campground
Parks & Outdoor Recreation - Northern Area | Pave entrance to eliminate potholing and upgrade circulation pattern. | 175 | Northern | 6 | Chena River State Recreation Area ‐ Tors Trailhead/ Campground
Parks & Outdoor Recreation - Northern Area | Repair vandalism, paint at Tors Trail shelter cabin. | 10 | Northern | 6 | Chena River State Recreation Area ‐ Tors Trailhead/ Campground
Parks & Outdoor Recreation - Northern Area | Replace site signage. | 40 | Northern | 6 | Chena River State Recreation Area ‐ Tors Trailhead/ Campground
Parks & Outdoor Recreation - Northern Area | Restore foundation on Bunkhouses (8 each) | 76 | Northern | 6 | Chena River State Recreation Area ‐ Twin Bears Camp
Parks & Outdoor Recreation - Northern Area | Repair gutter, doors, plumbing, pantry, and renovate seating area. | 75 | Northern | 6 | Chena River State Recreation Area ‐ Twin Bears Camp
Parks & Outdoor Recreation - Northern Area | Improve trail (2km) to meet ADA standards at Twin Bears (MP 30.0). | 20 | Northern | 6 | Chena River State Recreation Area ‐ Twin Bears Camp
Parks & Outdoor Recreation - Northern Area | Replace cabin. | 65 | Northern | 6 | Chena River State Recreation Area ‐ Upper Chena Dome Trailhead
Parks & Outdoor Recreation - Northern Area | Upgrade Nature Trail bulletin board at trailhead and trail signing. | 10 | Northern | 6 | Chena River State Recreation Area ‐ Rosehip Campground
Parks & Outdoor Recreation - Northern Area | Resurface river access roads to dispersed sites. (26.7, 28.2, 28.6, 29.4, 29.5, 31.4, 38.2, 39.6, 42.3, 42.9, 43, 43.7, 43.9, 44.1, 45.5, & 47.2). | 350 | Northern | 6 | Chena River State Recreation Area
Parks & Outdoor Recreation - Northern Area | Replace tables and fire rings. | 50 | Northern | 6 | Chena River State Recreation Area
Parks & Outdoor Recreation - Northern Area | replace single toilets at mile 28, 37.7, and 44 | 22.5 | Northern | 6 | Chena River State Recreation Area
Parks & Outdoor Recreation - Northern Area | Improve wildlife viewing areas with designated parking, turn lanes, signage, and interp.(MP27.8,28.2, 29.2,29.4,38.8,39.1,41.6,42, 42.8, 42.9, 46, 46.7 & 49.9). | 300 | Northern | 6 | Chena River State Recreation Area
Parks & Outdoor Recreation - Northern Area | Replace shot and missing trail marker signs and mile‐posts. Replace and improve directional signs on trails. | 20 | Northern | 6 | Chena River State Recreation Area
Parks & Outdoor Recreation - Northern Area | Replace 2 old pit toilets with new pit toilet. | 15 | Northern | 6 | Chena River State Recreation Area ‐ Mile 39.6 River Access
Parks & Outdoor Recreation - Northern Area | Improve heavily used river access site; designate parking/picnic sites, define boat launch, upgrade road. | 150 | Northern | 6 | Chena River State Recreation Area ‐ Mile 43 Lou's Put‐In
Parks & Outdoor Recreation - Northern Area | Upgrade access road and picnic sites & campsites. | 40 | Northern | 6 | Chena River State Recreation Area ‐ Mile 48 North Fork Pond
Parks & Outdoor Recreation - Northern Area | Replace 10 fire pits, 20 picnic tables, 50 sign posts, and 5 benches. | 45 | Northern | 5 | Chena River State Recreation Area
Parks & Outdoor Recreation - Northern Area | Replace doors, skylights, plumbing, and fixtures and paint four toilets. | 160 | Northern | 5 | Chena River State Recreation Area
Parks & Outdoor Recreation - Northern Area | Recondition parking pads (20’ x 35’) and gravel pads (25’ x 25’) Recondition campground loop roads. | 200 | Northern | 5 | Chena River State Recreation Area
Parks & Outdoor Recreation - Northern Area | Resurface campsites, tent pads, trail, campground loop. | 215 | Northern | 9 | Chena River State Recreation Area
Parks & Outdoor Recreation - Northern Area | Recondition access road by surfacing and grading. | 250 | Northern | 9 | Chena River State Recreation Area
Parks & Outdoor Recreation - Northern Area | Replace site signage. | 20 | Northern | 9 | Chena River State Recreation Area
Parks & Outdoor Recreation - Northern Area | Replace holding tank at host site. | 25 | Northern | 9 | Chena River State Recreation Area
Parks & Outdoor Recreation - Northern Area | Pave riverside trail to make ada accessible. | 100 | Northern | 9 | Chena River State Recreation Area
Parks & Outdoor Recreation - Northern Area | Replace existing toilets (2) with 2 concrete vaulted toilets. | 160 | Northern | 9 | Delta State Recreation Site
Parks & Outdoor Recreation - Northern Area | Repair heating system in host cabin. | 30 | Northern | 9 | Delta State Recreation Site
Parks & Outdoor Recreation - Northern Area | Recondition roadway, extend campsites, drainage(s) tent pads, campground loop. | 200 | Northern | 9 | Delta State Recreation Site
Parks & Outdoor Recreation - Northern Area | Replace parking bumpers, tables, and fire rings. Replace barrier rails with barrier rocks. | 75 | Northern | 9 | Delta State Recreation Site
Parks & Outdoor Recreation - Northern Area | Improve access/parking for latrine #2. | 10 | Northern | 9 | Delta State Recreation Site
Parks & Outdoor Recreation - Northern Area | Replace site signage. | 20 | Northern | 9 | Delta State Recreation Site
Parks & Outdoor Recreation - Northern Area | Recondition roadway, extend campsites, tent pads, campground loop, drainages improvements. Refurbish group camping area. | 225 | Northern | 9 | Donnelly Creek State Recreation Site
Parks & Outdoor Recreation - Northern Area | Replace site signage. | 40 | Northern | 9 | Donnelly Creek State Recreation Site
Parks & Outdoor Recreation - Northern Area | Recondition access road by widening, surfacing and grading. | 150 | Northern | 9 | Donnelly Creek State Recreation Site
Parks & Outdoor Recreation - Northern Area | Replace tables, benches, fire pits and bumpers. | 35 | Northern | 9 | Donnelly Creek State Recreation Site
Parks & Outdoor Recreation - Northern Area | Replace highway signs and site signage. | 45 | Northern | 6 | Eagle Trail State Recreation Site
Parks & Outdoor Recreation - Northern Area | Resurface access and campground roads. | 350 | Northern | 6 | Eagle Trail State Recreation Site
Parks & Outdoor Recreation - Northern Area | Replace picnic tables and fire rings. | 50 | Northern | 6 | Eagle Trail State Recreation Site
Parks & Outdoor Recreation - Northern Area | Replace water well. | 30 | Northern | 6 | Eagle Trail State Recreation Site
Parks & Outdoor Recreation - Northern Area | Replace roof, heating, and renovate volunteer housing. | 30 | Northern | 6 | Eagle Trail State Recreation Site
Parks & Outdoor Recreation - Northern Area | Resurface trailhead parking. | 75 | Northern | 6 | Eagle Trail State Recreation Site
Parks & Outdoor Recreation - Northern Area | Replace bulletin board and shelter roof. | 25 | Northern | 6 | Eagle Trail State Recreation Site
Parks & Outdoor Recreation - Northern Area | Replace highway signs. | 30 | Northern | 9 | Fielding Lake State Recreation Site
Parks & Outdoor Recreation - Northern Area | Resurface roads, parking, and campsites. | 300 | Northern | 9 | Fielding Lake State Recreation Site
Parks & Outdoor Recreation - Northern Area | Replace existing toilet with concrete vaulted toilets. | 80 | Northern | 9 | Fielding Lake State Recreation Site
Parks & Outdoor Recreation - Northern Area | Remove or redirect use of trespass cabin. | 20 | Northern | 9 | Fielding Lake State Recreation Site
Parks & Outdoor Recreation - Northern Area | Replace highway signs. | 30 | Northern | 6 | Harding Lake State Recreation Area
Parks & Outdoor Recreation - Northern Area | Rehabilitate roads and walk-in sites. | 75 | Northern | 6 | Harding Lake State Recreation Area
Parks & Outdoor Recreation - Northern Area | Replace 35 tables. | 35 | Northern | 6 | Harding Lake State Recreation Area
Parks & Outdoor Recreation - Northern Area | Pressurize campground well and meet Alaska Department of Environmental Conservation requirements. | 80 | Northern | 6 | Harding Lake State Recreation Area
Parks & Outdoor Recreation - Northern Area | Replace interpretive displays and site signage. | 85 | Northern | 6 | Harding Lake State Recreation Area
Parks & Outdoor Recreation - Northern Area | Upgrade interior lighting, install heat system, and flammable storage locker in Garage / Shop. | 50 | Northern | 6 | Harding Lake State Recreation Area
Parks & Outdoor Recreation - Northern Area | Replace dry well near beach and install new well in back camp loop. | 30 | Northern | 6 | Harding Lake State Recreation Area
Parks & Outdoor Recreation - Northern Area | Rehabilitate ball field, volleyball and horseshoe pits. | 100 | Northern | 6 | Harding Lake State Recreation Area
Parks & Outdoor Recreation - Northern Area | Design and implement landscape plan to reclaim shoreline. | 50 | Northern | 6 | Lower Chatanika River State Recreation Area ‐ Olnes Pond
Parks & Outdoor Recreation - Northern Area | Replace 2 toilets with 2 single concrete vaulted toilets. | 100 | Northern | 6 | Lower Chatanika River State Recreation Area ‐ Olnes Pond
Parks & Outdoor Recreation - Northern Area | Improve swim beach; separate swim area from parking and traffic. | 30 | Northern | 6 | Lower Chatanika River State Recreation Area ‐ Olnes Pond
Parks & Outdoor Recreation - Northern Area | Pave entrance road. | 100 | Northern | 6 | Lower Chatanika River State Recreation Area ‐ Whitefish Campground
Parks & Outdoor Recreation - Northern Area | Replace 1 toilet with 1 double concrete vaulted toilet. | 80 | Northern | 6 | Lower Chatanika River State Recreation Area ‐ Whitefish Campground
Parks & Outdoor Recreation - Northern Area | Resurface roads and parking areas. | 35 | Northern | 6 | Lower Chatanika River State Recreation Area ‐ Whitefish Campground
Parks & Outdoor Recreation - Northern Area | Replace highway signs. | 30 | Northern | 9 | Quartz Lake State Recreation Area ‐ Lost Lake Campground
Parks & Outdoor Recreation - Northern Area | Replace toilet with single concrete vaulted toilet. | 50 | Northern | 9 | Quartz Lake State Recreation Area ‐ Lost Lake Campground
Parks & Outdoor Recreation - Northern Area | Improve beach, dredge for boat mooring, and install boat mooring docks. | 150 | Northern | 9 | Quartz Lake State Recreation Area
Parks & Outdoor Recreation - Northern Area | lengthen, level, and surface all parking sites and replace parking bumpers. | 300 | Northern | 9 | Quartz Lake State Recreation Area
Parks & Outdoor Recreation - Northern Area | Repair and extend single boat ramp. | 90 | Northern | 9 | Quartz Lake State Recreation Area
Parks & Outdoor Recreation - Northern Area | Replace water well. | 30 | Northern | 9 | Quartz Lake State Recreation Area
Parks & Outdoor Recreation - Northern Area | Replace retaining wall along fishing access trail. | 60 | Northern | 9 | Quartz Lake State Recreation Area
Parks & Outdoor Recreation - Northern Area | Rehabilitate existing fishing pier; relocate bulkhead and repair or relocate ADA fishing access trail. | 175 | Northern | 9 | Quartz Lake State Recreation Area
Parks & Outdoor Recreation - Northern Area | Replace site signage. | 30 | Northern | 9 | Quartz Lake State Recreation Area
Parks & Outdoor Recreation - Northern Area | Chip seal access road and campground. | 300 | Northern | 9 | Quartz Lake State Recreation Area
Parks & Outdoor Recreation - Northern Area | Repair and extend double boat ramp. | 200 | Northern | 9 | Quartz Lake State Recreation Area
Parks & Outdoor Recreation - Northern Area | Replace listing dock at Lost Lake. | 100 | Northern | 9 | Quartz Lake State Recreation Area ‐ Lost Lake Campground
Parks & Outdoor Recreation - Northern Area | Chip seal road and parking sites. | 200 | Northern | 9 | Quartz Lake State Recreation Area ‐ Lost Lake Campground
Parks & Outdoor Recreation - Northern Area | Replace water well. | 20 | Northern | 6 | Salcha River State Recreation Site
Parks & Outdoor Recreation - Northern Area | Resurface day‐use and all camp sites and roadways. | 150 | Northern | 6 | Salcha River State Recreation Site
Parks & Outdoor Recreation - Northern Area | Replace woodshed and storage shed needed for lawn care, maintenance equipment, and cleaning supplies to prevent theft. | 20 | Northern | 6 | Salcha River State Recreation Site
Parks & Outdoor Recreation - Northern Area | Replace barrier rails and posts with barrier rocks. | 20 | Northern | 6 | Salcha River State Recreation Site
Parks & Outdoor Recreation - Northern Area | Resurface roads, parking areas, and campsites. Pave main roadway. | 150 | Northern | 6 | Salcha River State Recreation Site
Parks & Outdoor Recreation - Northern Area | Survey property line, rehabilitate group use on gravel bar. | 40 | Northern | 6 | Salcha River State Recreation Site
Parks & Outdoor Recreation - Northern Area | Replace 10 fire rings, 4 for campsites and 6 for day use area. | 10 | Northern | 6 | Salcha River State Recreation Site
Parks & Outdoor Recreation - Northern Area | Replace fire pits, benches, picnic tables, entrance gate and entrance sign. | 50 | Northern | 6 | Tok River State Recreation Site
Parks & Outdoor Recreation - Northern Area | Replace 4 old interpretive signs/displays. | 30 | Northern | 6 | Tok River State Recreation Site
Parks & Outdoor Recreation - Northern Area | Resurface roads, parking areas, and campsites. | 200 | Northern | 6 | Tok River State Recreation Site
Parks & Outdoor Recreation - Northern Area | Replace water well. | 25 | Northern | 6 | Tok River State Recreation Site
Parks & Outdoor Recreation - Northern Area | Fix the damaged barrier fence that is sloughing into the river. | 15 | Northern | 6 | Tok River State Recreation Site
Parks & Outdoor Recreation - Northern Area | Resurface 650 feet of trail. | 40 | Northern | 6 | Tok River State Recreation Site
Parks & Outdoor Recreation - Northern Area | Recondition campground loop road, river access road, parking, and campsites; grade resurface & drainage. | 300 | Northern | 3 | Upper Chatanika River State Recreation Site
Parks & Outdoor Recreation - Northern Area | Replace 20 fire pits, 8 picnic tables and 16 parking bumpers. | 50 | Northern | 2 | Upper Chatanika River State Recreation Site
Parks & Outdoor Recreation - Northern Area | Replace site signage. | 30 | Northern | 2 | Upper Chatanika River State Recreation Site
Parks & Outdoor Recreation - Northern Area | Replace firewood storage shed. | 10 | Northern | 2 | Upper Chatanika River State Recreation Site
Parks & Outdoor Recreation - Northern Area | Stabilize riverbank. | 250 | Northern | 2 | Upper Chatanika River State Recreation Site
Parks & Outdoor Recreation - Northern Area | Replace water well. | 25 | Northern | 2 | Upper Chatanika River State Recreation Site
Parks & Outdoor Recreation - Southeast Area | Replace 3 flag poles. Trex benches (10), trash cans (10). Repair/replace cannon mounts. | 125 | Southeast S | 34 | Baranof Castle State Historical Site
Parks & Outdoor Recreation - Southeast Area | Repair paved walkway and handrail. Clear overgrowth causing walkway to fail. | 50 | Southeast S | 34 | Baranof Castle State Historical Site
Parks & Outdoor Recreation - Southeast Area | Replace outhouse and improve trail to it. Remove hazardous trees from beach area, around picnic shelter and trails. Minor repairs to shelter. | 25 | Southeast K | 33 | Black Sands Beach State Marine Park
Parks & Outdoor Recreation - Southeast Area | Designate used river access sites, Improve heavily designate parking sites, define boat launching areas. | 140 | Southeast H | 34 | Chilkat Bald Eagle Preserve
Parks & Outdoor Recreation - Southeast Area | Replace existing double outhouse with 2 new single vaulted toilets. | 100 | Southeast H | 34 | Chilkat Bald Eagle Preserve
Parks & Outdoor Recreation - Southeast Area | Repair paved trail adjacent to river and boardwalk/view platform. | 35 | Southeast H | 34 | Chilkat Bald Eagle Preserve
Parks & Outdoor Recreation - Southeast Area | Rehabilitate Seduction Point/ Mt Riley Trail. | 30 | Southeast H | 34 | Chilkat State Park
Parks & Outdoor Recreation - Southeast Area | Replace 2 hand pumps. | 10 | Southeast H | 34 | Chilkat State Park
Parks & Outdoor Recreation - Southeast Area | Replace site signage. | 30 | Southeast H | 34 | Chilkat State Park
Parks & Outdoor Recreation - Southeast Area | Resurface/refinish interior and exterior of logs and weatherproof host cabin. Replace rotten log sections. Replace window, door, and deck. Reroof with metal roof. | 40 | Southeast H | 34 | Chilkat State Park
Parks & Outdoor Recreation - Southeast Area | Repair and resurface road for drainage improvements. | 250 | Southeast H | 34 | Chilkat State Park
Parks & Outdoor Recreation - Southeast Area | Replace bear-resistant dumpsters and entrance sign. | 15 | Southeast H | 34 | Chilkat State Park
Parks & Outdoor Recreation - Southeast Area | Replace fee station with orientation kiosk. | 30 | Southeast H | 34 | Chilkat State Park
Parks & Outdoor Recreation - Southeast Area | Replace existing hand well pump. | 10 | Southeast H | 34 | Chilkoot Lake State Recreation Site
Parks & Outdoor Recreation - Southeast Area | Replace interpretive displays and site signage. | 30 | Southeast H | 34 | Chilkoot Lake State Recreation Site
Parks & Outdoor Recreation - Southeast Area | Improve drainage at day use parking and boat launch area. | 350 | Southeast H | 34 | Chilkoot Lake State Recreation Site
Parks & Outdoor Recreation - Southeast Area | Replace current bear resistant dumpster and entrance sign. | 40 | Southeast H | 34 | Chilkoot Lake State Recreation Site
Parks & Outdoor Recreation - Southeast Area | Shelter restoration at day-use area. | 15 | Southeast H | 34 | Chilkoot Lake State Recreation Site
Parks & Outdoor Recreation - Southeast Area | Replace orientation kiosk. | 30 | Southeast H | 34 | Chilkoot Lake State Recreation Site
Parks & Outdoor Recreation - Southeast Area | Replace siding and repaint shop building. | 15 | Southeast J | 31 | Eagle Beach State Recreation Area
Parks & Outdoor Recreation - Southeast Area | Resurface roadway and campsites. | 100 | Southeast J | 31 | Eagle Beach State Recreation Area
Parks & Outdoor Recreation - Southeast Area | Stabilize riverbank at the Saturday Creek public use cabin. | 200 | Southeast J | 31 | Eagle Beach State Recreation Area
Parks & Outdoor Recreation - Southeast Area | Gravel and grade trails for summer and winter use. | 60 | Southeast J | 31 | Eagle Beach State Recreation Area
Parks & Outdoor Recreation - Southeast Area | Fix Saturday Creek bridge tree damage. | 10 | Southeast J | 31 | Eagle Beach State Recreation Area
Parks & Outdoor Recreation - Southeast Area | Replace site signage. | 30 | Southeast J | 31 | Ernest Gruening State Histroical Park
Parks & Outdoor Recreation - Southeast Area | Improve facility parking area. | 20 | Southeast J | 31 | Ernest Gruening State Histroical Park
Parks & Outdoor Recreation - Southeast Area | Replace deteriorated cabin with new cabin kit. | 60 | Southeast K | 33 | Grindall Island State Marine Park
Parks & Outdoor Recreation - Southeast Area | Improve beach access from cabin. Gravel trail to maintain original trail access to lakes. | 70 | Southeast K | 33 | Grindall Island State Marine Park
Parks & Outdoor Recreation - Southeast Area | Pave north parking area. | 200 | Southeast S | 34 | Halibut Point State Recreation Site
Parks & Outdoor Recreation - Southeast Area | Replace existing double vault toilet with concrete vaulted toilet. | 80 | Southeast S | 34 | Halibut Point State Recreation Site
Parks & Outdoor Recreation - Southeast Area | Replace two existing vault toilets with two single concrete vaulted toilet. | 100 | Southeast S | 34 | Halibut Point State Recreation Site
Parks & Outdoor Recreation - Southeast Area | Renovate contact station and shop. | 200 | Southeast S | 34 | Halibut Point State Recreation Site
Parks & Outdoor Recreation - Southeast Area | Repair interior and exterior of caretaker house and replace/relocate sewer lift station. | 50 | Southeast S | 34 | Halibut Point State Recreation Site
Parks & Outdoor Recreation - Southeast Area | Repair trail system. | 100 | Southeast S | 34 | Halibut Point State Recreation Site
Parks & Outdoor Recreation - Southeast Area | Repair/replace three picnic shelters. | 150 | Southeast S | 34 | Halibut Point State Recreation Site
Parks & Outdoor Recreation - Southeast Area | Replace old roofs,doors, widows and other furnishings on six public use cabins. | 75 | Southeast J | 31 | Juneau Area Public Use Cabins
Parks & Outdoor Recreation - Southeast Area | Rebuild treadway and replace bridges. | 60 | Southeast J | 32 | Juneau Trail System ‐ Sheep Creek
Parks & Outdoor Recreation - Southeast Area | Recondition parking area and at boat trailer/trailhead parking area. | 25 | Southeast S | 34 | Old Sitka State Historical Park
Parks & Outdoor Recreation - Southeast Area | Resurface interpretive trail to meet ADA guidelines. | 20 | Southeast S | 34 | Old Sitka State Historical Park
Parks & Outdoor Recreation - Southeast Area | Remove old platform and building. Replace picnic shelter. | 60 | Southeast S | 34 | Old Sitka State Historical Park
Parks & Outdoor Recreation - Southeast Area | Clean and treat decking and rails. | 20 | Southeast P | 32 | Petroglyph Beach State Historic Site
Parks & Outdoor Recreation - Southeast Area | Replace 10 fire rings, bear-resistant storages, and entrance sign. | 35 | Southeast H | 34 | Portage Cove State Recreation Site
Parks & Outdoor Recreation - Southeast Area | Resurface parking area and stabilize with rip rap. | 220 | Southeast K | 33 | Refuge Cove State Recreation Site
Parks & Outdoor Recreation - Southeast Area | Repair/replace boardwalk. | 75 | Southeast S | 33 | Sealion Cove State Marine Park
Parks & Outdoor Recreation - Southeast Area | Replace beach picnic shelter. | 50 | Southeast K | 33 | Settlers Cove State Recreation Site
Parks & Outdoor Recreation - Southeast Area | Install water/septic system to replace archaic system for caretaker cabin. | 85 | Southeast K | 33 | Settlers Cove State Recreation Site
Parks & Outdoor Recreation - Southeast Area | Replace visitor information center. | 750 | Southeast K | 33 | Totem Bight State Historical Park
Parks & Outdoor Recreation - Southeast Area | Totem pole rehabilitation. Nine poles remaining. | 300 | Southeast K | 33 | Totem Bight State Historical Park
Parks & Outdoor Recreation - Southeast Area | Rehabilitate/ replace office‐shop to make it safe and functional (needs water, sewer, ventelation, access improvements). | 500 | Southeast K | 33 | Totem Bight State Historical Park
Parks & Outdoor Recreation - Southeast Area | Improve volunteer caretaker site. | 150 | Southeast K | 33 | Totem Bight State Historical Park
Parks & Outdoor Recreation - Southeast Area | Repair/replace 150 feet of trail retaining walls. | 15 | Southeast K | 33 | Totem Bight State Historical Park
Parks & Outdoor Recreation - Southeast Area | Move radiators to replace broken historic radiators. Finish floor on 2nd floor. | 20 | Southeast J | 31 | Wickersham State Historic Site
Parks & Outdoor Recreation - Chugach/W‐T Area | Replace parking barriers, wind barriers, and benches. | 75 | Chugach/W‐T | 28 | Beluga Point Viewpoint
Parks & Outdoor Recreation - Chugach/W‐T Area | Reinistall electricity and potable water system at host site. | 100 | Chugach/W‐T | 28 | Bird Creek Campground
Parks & Outdoor Recreation - Chugach/W‐T Area | Repair pavement and restripe. | 60 | Chugach/W‐T | 28 | Bird Creek Overflow
Parks & Outdoor Recreation - Chugach/W‐T Area | Repair septic system | 35 | Chugach/W‐T | 28 | Bird Creek Overflow
Parks & Outdoor Recreation - Chugach/W‐T Area | Repair and rehabilitate trail. | 100 | Chugach/W‐T | 28 | Bird Ridge Trailhead
Parks & Outdoor Recreation - Chugach/W‐T Area | Repair pavement and restripe. | 25 | Chugach/W‐T | 28 | Bird Ridge Trailhead
Parks & Outdoor Recreation - Chugach/W‐T Area | Replace site signage. | 8 | Chugach/W‐T | 28 | Bird Ridge Trailhead
Parks & Outdoor Recreation - Chugach/W‐T Area | Replace Icicle Creek crossing. | 150 | Chugach/W‐T | 14 | Crow Pass Trail
Parks & Outdoor Recreation - Chugach/W‐T Area | Repair and rehabilitate Iditarod/Crow Pass Trail. | 250 | Chugach/W‐T | 28 | Crow Pass Trail
Parks & Outdoor Recreation - Chugach/W‐T Area | Refurbish Mt. Baldy Trail (partial funding in FY15 and MOA). | 75 | Chugach/W‐T | 16 | Eagle River
Parks & Outdoor Recreation - Chugach/W‐T Area | Repair and rehabilitate Mile Hi Saddle Trail. | 100 | Chugach/W‐T | 16 | Eagle River
Parks & Outdoor Recreation - Chugach/W‐T Area | Replace 4 double toilets with 4 double concrete vaulted toilets. | 320 | Chugach/W‐T | 14 | Eagle River Campground
Parks & Outdoor Recreation - Chugach/W‐T Area | Repair earthquake damage to access road and maintenance building. | 75 | Chugach/W‐T | 14 | Eagle River Campground
Parks & Outdoor Recreation - Chugach/W‐T Area | Replace lower waterline - Drill Well. | 100 | Chugach/W‐T | 13 | Eagle River Campground
Parks & Outdoor Recreation - Chugach/W‐T Area | Replace site signage. | 10 | Chugach/W‐T | 14 | Eagle River Campground
Parks & Outdoor Recreation - Chugach/W‐T Area | Rehabilitate riverbank trail. | 150 | Chugach/W‐T | 14 | Eagle River Campground
Parks & Outdoor Recreation - Chugach/W‐T Area | Stabilize slope, improve road and parking drainage, and resurface parking area. | 300 | Chugach/W‐T | 15 | Eagle River Greenbelt Access
Parks & Outdoor Recreation - Chugach/W‐T Area | Replace site signage. | 15 | Chugach/W‐T | 14 | Eagle River Greenbelt Access
Parks & Outdoor Recreation - Chugach/W‐T Area | Replace kiosk. | 20 | Chugach/W‐T | 14 | Eagle River Greenbelt Access
Parks & Outdoor Recreation - Chugach/W‐T Area | Repair earthquake damage to pedestrian bridge abutment. | 25 | Chugach/W‐T | 14 | Eagle River Greenbelt Access
Parks & Outdoor Recreation - Chugach/W‐T Area | Repair earthquake damage to nature center, maintenance shop building, and pedestrian bridge. | 35 | Chugach/W‐T | 14 | Eagle River Nature Center
Parks & Outdoor Recreation - Chugach/W‐T Area | Resurface upper and lower parking areas. | 150 | Chugach/W‐T | 14 | Eagle River Nature Center
Parks & Outdoor Recreation - Chugach/W‐T Area | Rehabilitate interpretive loop trail. Resurface Rodak nature trail. | 275 | Chugach/W‐T | 14 | Eagle River Nature Center
Parks & Outdoor Recreation - Chugach/W‐T Area | Replace area signage and 8 interpretive displays. | 80 | Chugach/W‐T | 14 | Eagle River Nature Center
Parks & Outdoor Recreation - Chugach/W‐T Area | Repair and rehabilitate Canyon group camping site. | 200 | Chugach/W‐T | 12 | Eklutna Group Campgound
Parks & Outdoor Recreation - Chugach/W‐T Area | Clean up rockslide debris resulting from the 2018 earthquake. | 25 | Chugach/W‐T | 12 | Eklutna Lake Campground
Parks & Outdoor Recreation - Chugach/W‐T Area | Replace final remaining old style toilets with 1 double & 2 single concrete vaulted toilets. | 180 | Chugach/W‐T | 12 | Eklutna Lake Campground
Parks & Outdoor Recreation - Chugach/W‐T Area | Replace interpretive displays. | 40 | Chugach/W‐T | 12 | Eklutna Lake Campground
Parks & Outdoor Recreation - Chugach/W‐T Area | Overflow parking lot reconditioning and surfacing. | 70 | Chugach/W‐T | 12 | Eklutna Lake Campground
Parks & Outdoor Recreation - Chugach/W‐T Area | Improve lakeside road grading and drainage. Rehabilitate and repair paved roads. | 320 | Chugach/W‐T | 12 | Eklutna Lake Campground
Parks & Outdoor Recreation - Chugach/W‐T Area | Improve hand launch/recovery lake access. | 250 | Chugach/W‐T | 12 | Eklutna Lake Campground
Parks & Outdoor Recreation - Chugach/W‐T Area | Replace/relocate volunteer cabins and maintenance yard. | 175 | Chugach/W‐T | 12 | Eklutna Lake Campground
Parks & Outdoor Recreation - Chugach/W‐T Area | Replace fire rings, picnic tables, bearproof food lockers, and marker posts. | 75 | Chugach/W‐T | 13 | Eklutna Lake Campground
Parks & Outdoor Recreation - Chugach/W‐T Area | Develop new well for caretaker cabin water system. | 100 | Chugach/W‐T | 28 | Glen Alps Trailhead
Parks & Outdoor Recreation - Chugach/W‐T Area | Seal cracked asphalt, repair path base, and damaged sections of trail. | 150 | Chugach/W‐T | 28 | Indian to Bird Creek Trail
Parks & Outdoor Recreation - Chugach/W‐T Area | Rehabilitate trail. | 150 | Chugach/W‐T | 28 | Indian Trail
Parks & Outdoor Recreation - Chugach/W‐T Area | Repair concrete plank boat ramp and stabilize/protect shoreline. | 300 | Chugach/W‐T | 39 | Lake Aleknagik State Recreation Site
Parks & Outdoor Recreation - Chugach/W‐T Area | Repaint, kiosks, shelter, and fence. | 10 | Chugach/W‐T | 39 | Lake Aleknagik State Recreation Site
Parks & Outdoor Recreation - Chugach/W‐T Area | Replace vaulted toilet with concrete vaulted toilet. | 90 | Chugach/W‐T | 39 | Lake Aleknagik State Recreation Site
Parks & Outdoor Recreation - Chugach/W‐T Area | Replace 3 toilets pairs with 2 double concrete vaulted toilets. | 160 | Chugach/W‐T | 28 | McHugh Creek Picnic Area/Trailhead
Parks & Outdoor Recreation - Chugach/W‐T Area | Repair road, asphalt and repaint parking stripes. | 125 | Chugach/W‐T | 28 | McHugh Creek Trailhead
Parks & Outdoor Recreation - Chugach/W‐T Area | Repair earthquake damage to pedestrian bridge abutment. | 25 | Chugach/W‐T | 14 | North Fork Eagle River
Parks & Outdoor Recreation - Chugach/W‐T Area | Repair and resurface entrance road and parking area. | 225 | Chugach/W‐T | 14 | North Fork Eagle River
Parks & Outdoor Recreation - Chugach/W‐T Area | Replace toilet with 1 double concrete vaulted toilet. | 80 | Chugach/W‐T | 14 | North Fork Eagle River
Parks & Outdoor Recreation - Chugach/W‐T Area | Replace Orientation kiosk. | 25 | Chugach/W‐T | 14 | North Fork Eagle River
Parks & Outdoor Recreation - Chugach/W‐T Area | Resurface access road and parking area. | 150 | Chugach/W‐T | 28 | Prospect Heights Trailhead
Parks & Outdoor Recreation - Chugach/W‐T Area | Replace toilet with single concrete vaulted toilet | 50 | Chugach/W‐T | 28 | Ptarmigan Valley Trailhead
Parks & Outdoor Recreation - Chugach/W‐T Area | Regrade and resurface parking area. | 250 | Chugach/W‐T | 28 | Ptarmigan Valley Trailhead
Parks & Outdoor Recreation - Chugach/W‐T Area | Replace kiosk and gate. | 50 | Chugach/W‐T | 28 | Ptarmigan Valley Trailhead
Parks & Outdoor Recreation - Chugach/W‐T Area | Replace site signage and interpretive signs. | 25 | Chugach/W‐T | 28 | Ptarmigan Valley Trailhead
Parks & Outdoor Recreation - Chugach/W‐T Area | Refurbish trailhead and improve parking. | 135 | Chugach/W‐T | 28 | Rabbit Lake Trailhead
Parks & Outdoor Recreation - Chugach/W‐T Area | Replace kiosk and fee station. | 50 | Chugach/W‐T | 28 | Rabbit Lake Trailhead
Parks & Outdoor Recreation - Chugach/W‐T Area | Repair earthquake damage to the concrete vaulted toilet. | 5 | Chugach/W‐T | 12 | Thunderbird Falls Trailhead
Parks & Outdoor Recreation - Chugach/W‐T Area | Refurbish group site. | 400 | Chugach/W‐T | 28 | Upper Huffman
Parks & Outdoor Recreation ‐ Kenai Area | Replace worn parking bumper logs, fire pits, 40 barrier posts, and picnic tables in entire facility. Replace two gates. | 40 | Kenai | 31 | Anchor River State Recreation Area ‐ Coho Campground
Parks & Outdoor Recreation ‐ Kenai Area | Replace site signage. | 25 | Kenai | 31 | Anchor River State Recreation Area ‐ Coho Campground
Parks & Outdoor Recreation ‐ Kenai Area | Rehabilitate approximately 1200' of beachfront needs to be stabilized to protect parking lot from eroding. | 1200 | Kenai | 31 | Anchor River State Recreation Area ‐ Halibut Campground
Parks & Outdoor Recreation ‐ Kenai Area | Recondition roads and parking areas. | 25 | Kenai | 31 | Anchor River State Recreation Area ‐ Halibut Campground
Parks & Outdoor Recreation ‐ Kenai Area | Replace 50 worn parking bumper logs, fire pits, and picnic tables in entire facility. | 25 | Kenai | 31 | Anchor River State Recreation Area ‐ Silver King Campground
Parks & Outdoor Recreation ‐ Kenai Area | Replace fee station and interpretive kiosk. | 25 | Kenai | 31 | Anchor River State Recreation Area ‐ Silver King Campground
Parks & Outdoor Recreation ‐ Kenai Area | Recondition roads and parking areas. | 30 | Kenai | 31 | Anchor River State Recreation Area ‐ Silver King Campground
Parks & Outdoor Recreation ‐ Kenai Area | Replace site signage. | 20 | Kenai | 31 | Anchor River State Recreation Area ‐ Silver King Campground
Parks & Outdoor Recreation ‐ Kenai Area | Replace existing toilet with concrete vaulted toilet. | 80 | Kenai | 31 | Anchor River State Recreation Area ‐ Silver King Campground
Parks & Outdoor Recreation ‐ Kenai Area | Restore damaged riverbank and improve access improvements for anglers. | 200 | Kenai | 31 | Anchor River State Recreation Area ‐ Silver King Campground
Parks & Outdoor Recreation ‐ Kenai Area | Replace 1 old toilet with concrete vaulted toilet. | 80 | Kenai | 31 | Anchor River State Recreation Area ‐ Slidehole Campground
Parks & Outdoor Recreation ‐ Kenai Area | Rehabilitate trails to Slidehole fishing from day‐use area and install interpretive signs to encourage bank protection, catch and release, etc. | 50 | Kenai | 31 | Anchor River State Recreation Area ‐ Slidehole Campground
Parks & Outdoor Recreation ‐ Kenai Area | Redesign camping area and locate away from river. Resurface parking lots and access roads. | 150 | Kenai | 31 | Anchor River State Recreation Area ‐ Steelhead Campground
Parks & Outdoor Recreation ‐ Kenai Area | Replace worn parking bumper logs, fire pits, and picnic tables in entire facility. | 25 | Kenai | 31 | Anchor River State Recreation Area ‐ Steelhead Campground
Parks & Outdoor Recreation ‐ Kenai Area | Replace site signage. | 20 | Kenai | 31 | Anchor River State Recreation Area ‐ Steelhead Campground
Parks & Outdoor Recreation ‐ Kenai Area | Replace kiosks and iron rangers. | 30 | Kenai | 31 | Anchor River State Recreation Area ‐ Steelhead Campground
Parks & Outdoor Recreation ‐ Kenai Area | Rebuild and armor washed out embankment. | 1200 | Kenai | 31 | Anchor River State Recreation Area - Tractor Launch
Parks & Outdoor Recreation ‐ Kenai Area | Replace 5 toilets with concrete vaulted toilets. | 400 | Kenai | 31 | Anchor River State Recreation Area
Parks & Outdoor Recreation ‐ Kenai Area | Resurface access roads with asphalt pavement. | 300 | Kenai | 31 | Anchor River State Recreation Area
Parks & Outdoor Recreation ‐ Kenai Area | Replace highway signs. | 30 | Kenai | 29 | Blueberry Lake State Recreation Site
Parks & Outdoor Recreation ‐ Kenai Area | Replace 2 picnic shelters. | 125 | Kenai | 29 | Blueberry Lake State Recreation Site
Parks & Outdoor Recreation ‐ Kenai Area | Replace Derby and North Beach toilets. | 40 | Kenai | 29 | Caines Head State Recreation Area
Parks & Outdoor Recreation ‐ Kenai Area | Recondition trails to provide adequate drainage. | 100 | Kenai | 29 | Caines Head State Recreation Area
Parks & Outdoor Recreation ‐ Kenai Area | Reroute trail from Derby Cove to North Beach. | 100 | Kenai | 29 | Caines Head State Recreation Area
Parks & Outdoor Recreation ‐ Kenai Area | Repaint picnic shelter. Replace gravel under foundation and roof. | 25 | Kenai | 29 | Caines Head State Recreation Area
Parks & Outdoor Recreation ‐ Kenai Area | Secure concrete blocks that cover floor trenches with new hardware, replace signs. | 85 | Kenai | 29 | Caines Head State Recreation Area
Parks & Outdoor Recreation ‐ Kenai Area | Replace 4 rusted bulletin boards, picninc tables, and fire rings. | 30 | Kenai | 29 | Caines Head State Recreation Area
Parks & Outdoor Recreation ‐ Kenai Area | Repair trail leading from North Beach to South Beach and the Fort. | 100 | Kenai | 29 | Caines Head State Recreation Area
Parks & Outdoor Recreation ‐ Kenai Area | Replace South Fork Tonsina Creek Bridge. | 400 | Kenai | 29 | Caines Head State Recreation Area
Parks & Outdoor Recreation ‐ Kenai Area | Relocate Callisto Canyon public use cabin away from creek. | 25 | Kenai | 29 | Caines Head State Recreation Area
Parks & Outdoor Recreation ‐ Kenai Area | Replace North Beach shelter. | 25 | Kenai | 29 | Caines Head State Recreation Area
Parks & Outdoor Recreation ‐ Kenai Area | Replace Derby and Callisto public use cabin roofs and stoves. | 30 | Kenai | 29 | Caines Head State Recreation Area
Parks & Outdoor Recreation ‐ Kenai Area | Stain four public use cabins. | 15 | Kenai | 29 | Caines Head State Recreation Area
Parks & Outdoor Recreation ‐ Kenai Area | Replace Loop Trail bridge. | 20 | Kenai | 29 | Caines Head State Recreation Area
Parks & Outdoor Recreation ‐ Kenai Area | Clear trail, repair drainage crossings, replace signs. | 25 | Kenai | 32 | Canoe Passage Marine Park
Parks & Outdoor Recreation ‐ Kenai Area | Recondition access road, parking area, and picnic area. | 50 | Kenai | 29 | Captain Cook State Recreation Area ‐ Bishop Creek
Parks & Outdoor Recreation ‐ Kenai Area | Replace well pad, grout, enlarge pad and replace well parts. | 15 | Kenai | 29 | Captain Cook State Recreation Area ‐ Bishop Creek
Parks & Outdoor Recreation ‐ Kenai Area | Recondition and resurface trails. | 10 | Kenai | 29 | Captain Cook State Recreation Area ‐ Bishop Creek
Parks & Outdoor Recreation ‐ Kenai Area | Replace 3 bulletin board. | 15 | Kenai | 29 | Captain Cook State Recreation Area ‐ Bishop Creek
Parks & Outdoor Recreation ‐ Kenai Area | Replace highway signs. | 30 | Kenai | 29 | Captain Cook State Recreation Area ‐ Bishop Creek
Parks & Outdoor Recreation ‐ Kenai Area | Recondition and extend campsites, tent pads. Recondition campground loop road. | 260 | Kenai | 29 | Captain Cook State Recreation Area ‐ Discovery Campground
Parks & Outdoor Recreation ‐ Kenai Area | Replace 3 bulletin board. Replace parking bumpers. | 15 | Kenai | 29 | Captain Cook State Recreation Area ‐ Discovery Campground
Parks & Outdoor Recreation ‐ Kenai Area | Replace well pad, grout, enlarge pad and replace well parts. | 15 | Kenai | 29 | Captain Cook State Recreation Area ‐ Discovery Campground
Parks & Outdoor Recreation ‐ Kenai Area | Recondition campground trails. | 20 | Kenai | 29 | Captain Cook State Recreation Area ‐ Discovery Campground
Parks & Outdoor Recreation ‐ Kenai Area | Replace directional and information signs. | 30 | Kenai | 29 | Captain Cook State Recreation Area ‐ Discovery Picnic Site
Parks & Outdoor Recreation ‐ Kenai Area | Relocate picnic sites away from erosion area. | 50 | Kenai | 29 | Captain Cook State Recreation Area ‐ Discovery Picnic Site
Parks & Outdoor Recreation ‐ Kenai Area | Replace bulletin board. | 5 | Kenai | 29 | Captain Cook State Recreation Area ‐ Discovery Picnic Site
Parks & Outdoor Recreation ‐ Kenai Area | Resurface access roads and parking. | 150 | Kenai | 29 | Captain Cook State Recreation Area ‐ Discovery Picnic Site
Parks & Outdoor Recreation ‐ Kenai Area | Improve surface and drainage of trail to beach. | 15 | Kenai | 29 | Captain Cook State Recreation Area ‐ Discovery Picnic Site
Parks & Outdoor Recreation ‐ Kenai Area | Rebuild steep eroding trails from picnic shelter to lake. | 75 | Kenai | 29 | Captain Cook State Recreation Area ‐ Stormy Lake
Parks & Outdoor Recreation ‐ Kenai Area | Replace two shelters. | 100 | Kenai | 29 | Captain Cook State Recreation Area ‐ Stormy Lake
Parks & Outdoor Recreation ‐ Kenai Area | Replace stairway. | 75 | Kenai | 29 | Captain Cook State Recreation Area ‐ Stormy Lake
Parks & Outdoor Recreation ‐ Kenai Area | Replace bulletin board. | 5 | Kenai | 29 | Captain Cook State Recreation Area ‐ Stormy Lake
Parks & Outdoor Recreation ‐ Kenai Area | Resurface access, parking area, and campground roads. | 100 | Kenai | 29 | Captain Cook State Recreation Area ‐ Stormy Lake
Parks & Outdoor Recreation ‐ Kenai Area | Replace well pad, grout, enlarge pad and replace well parts. | 15 | Kenai | 29 | Captain Cook State Recreation Area ‐ Stormy Lake
Parks & Outdoor Recreation ‐ Kenai Area | Replace 12 picnic tables and fire pits. | 40 | Kenai | 29 | Captain Cook State Recreation Area ‐ Stormy Lake
Parks & Outdoor Recreation ‐ Kenai Area | Rehabilitate swim beach area into a group use area. | 175 | Kenai | 29 | Captain Cook State Recreation Area ‐ Stormy Lake
Parks & Outdoor Recreation ‐ Kenai Area | Rebuild and reroute trail from parking area to river to a more appropriate grade and resurface. | 30 | Kenai | 29 | Captain Cook State Recreation Area ‐ Swanson River Canoe Landing
Parks & Outdoor Recreation ‐ Kenai Area | Replace bulletin board. | 5 | Kenai | 29 | Captain Cook State Recreation Area ‐ Swanson River Canoe Landing
Parks & Outdoor Recreation ‐ Kenai Area | Replace site signage. | 45 | Kenai | 29 | Captain Cook State Recreation Area ‐ Swanson River Canoe Landing
Parks & Outdoor Recreation ‐ Kenai Area | Resurface roads and parking areas. Modify turn around for larger vehicles. | 100 | Kenai | 29 | Captain Cook State Recreation Area ‐ Swanson River Canoe Landing
Parks & Outdoor Recreation ‐ Kenai Area | Relocate power, water, phone, for host site. | 30 | Kenai | 31 | Clam Gulch State Recreation Area
Parks & Outdoor Recreation ‐ Kenai Area | Replace highway signs. | 30 | Kenai | 31 | Clam Gulch State Recreation Area
Parks & Outdoor Recreation ‐ Kenai Area | Replace roofs and paint shelters. Replace gravel in walkways and approaches to shelter. | 100 | Kenai | 31 | Clam Gulch State Recreation Area
Parks & Outdoor Recreation ‐ Kenai Area | Repair beach access road repairs. Resurface roads and parking areas. | 275 | Kenai | 31 | Clam Gulch State Recreation Area
Parks & Outdoor Recreation ‐ Kenai Area | Replace selected parking bumpers. | 20 | Kenai | 31 | Clam Gulch State Recreation Area
Parks & Outdoor Recreation ‐ Kenai Area | Replace two existing toilet facilities with 1 double and 2 single concrete vaulted toilets. | 180 | Kenai | 31 | Crooked Creek State Recreation Site
Parks & Outdoor Recreation ‐ Kenai Area | Resurface parking area. Expand camping gravel pads. | 150 | Kenai | 31 | Crooked Creek State Recreation Site
Parks & Outdoor Recreation ‐ Kenai Area | Replace picnic tables and fire rings. | 20 | Kenai | 31 | Crooked Creek State Recreation Site
Parks & Outdoor Recreation ‐ Kenai Area | Replace highway signs. | 30 | Kenai | 31 | Crooked Creek State Recreation Site
Parks & Outdoor Recreation ‐ Kenai Area | Replace 2 toilets with 2 double concrete vaulted toilet. | 160 | Kenai | 31 | Deep Creek State Recreation Area
Parks & Outdoor Recreation ‐ Kenai Area | Replace three fee stations. | 15 | Kenai | 31 | Deep Creek State Recreation Area
Parks & Outdoor Recreation ‐ Kenai Area | Realign curve on access road, repave purchased right‐of‐way. | 500 | Kenai | 31 | Deep Creek State Recreation Area
Parks & Outdoor Recreation ‐ Kenai Area | Restore and armor beachfront. | 2500 | Kenai | 32 | Deep Creek State Recreation Area
Parks & Outdoor Recreation ‐ Kenai Area | Resurface parking area, campground, and tractor launch area. | 180 | Kenai | 31 | Deep Creek State Recreation Area
Parks & Outdoor Recreation ‐ Kenai Area | Diamond Creek Trail is washed out, alternate access needs to be surveyed and developed. Widen parking area at top of road and move access road from highway. Brush hog/hydro axe fire hazard clear cut areas to remove stumps and debris. | 350 | Kenai | 31 | Diamond Creek
Parks & Outdoor Recreation ‐ Kenai Area | Replace Baker Cabin. | 120 | Kenai | 31 | Eshamy Bay
Parks & Outdoor Recreation ‐ Kenai Area | Clear vegetation along trail and replace 50 trail markers. | 7 | Kenai | 32 | Gulf Coast Marine Park
Parks & Outdoor Recreation ‐ Kenai Area | Bunkhouse was acquired through DOT right of way acqusition. Building needs to be connected to natural gas line and appliances and heater converted to gas. Replace flooring, roof, and appliances. | 225 | Kenai | 31 | Homer Bunkhouse
Parks & Outdoor Recreation ‐ Kenai Area | Replace roofing material with metal on 5 structures and recondition access. | 75 | Kenai | 31 | Johnson Lake State Recreation Area
Parks & Outdoor Recreation ‐ Kenai Area | Install ADA access ramp & railing at ranger/camp host cabin. | 15 | Kenai | 31 | Johnson Lake State Recreation Area
Parks & Outdoor Recreation ‐ Kenai Area | Replace site signage. | 30 | Kenai | 31 | Johnson Lake State Recreation Area
Parks & Outdoor Recreation ‐ Kenai Area | Pave entrance road and campground loop for dust control, safety. | 200 | Kenai | 31 | Johnson Lake State Recreation Area
Parks & Outdoor Recreation ‐ Kenai Area | Replace park entrance sign and replace bulletin board. | 15 | Kenai | 31 | Kachemak Bay State Park
Parks & Outdoor Recreation ‐ Kenai Area | Replace Eveline toilet and access trail. | 80 | Kenai | 31 | Kachemak Bay State Park
Parks & Outdoor Recreation ‐ Kenai Area | Replace Moose Valley public use cabin. | 120 | Kenai | 31 | Kachemak Bay State Park
Parks & Outdoor Recreation ‐ Kenai Area | Repair and reroute trails bridge crossing at Halibut Creek. | 165 | Kenai | 31 | Kachemak Bay State Park
Parks & Outdoor Recreation ‐ Kenai Area | Improve Rusty's Lagoon campground for gravel site, provide sanitation, relocate trailhead. | 30 | Kenai | 31 | Kachemak Bay State Park
Parks & Outdoor Recreation ‐ Kenai Area | Improve Halibut Cove Lagoon ranger station for ADA compliance. Repair structural, plumbing, and electrical. Need Department of Environmental Conservation‐approved water system. | 250 | Kenai | 31 | Kachemak Bay State Park
Parks & Outdoor Recreation ‐ Kenai Area | Replace interpretive displays at Halibut Cove Lagoon R.S. | 30 | Kenai | 31 | Kachemak Bay State Park
Parks & Outdoor Recreation ‐ Kenai Area | Replace bearproof food storage boxes at all remote sites (appx 20 units). | 40 | Kenai | 31 | Kachemak Bay State Park
Parks & Outdoor Recreation ‐ Kenai Area | Replace Halibut Cove tool maintenance shed. | 50 | Kenai | 31 | Kachemak Bay State Park
Parks & Outdoor Recreation ‐ Kenai Area | Improve Grewingk Lake campground. | 50 | Kenai | 31 | Kachemak Bay State Park
Parks & Outdoor Recreation ‐ Kenai Area | Repair, widen, and reroute trails from Halibut Cove Lagoon to Moose Valley to South Poot Peak to China Poot Lake. | 200 | Kenai | 31 | Kachemak Bay State Park
Parks & Outdoor Recreation ‐ Kenai Area | Resurface and restripe road and parking areas. | 300 | Kenai | 31 | Kasilof River State Recreation Site
Parks & Outdoor Recreation ‐ Kenai Area | Replace interpretive signs. | 25 | Kenai | 30 | Kenai River Special Management Area - Big Eddy Unit
Parks & Outdoor Recreation ‐ Kenai Area | Replace walkway with elevated light-penetrating and jack resistant foundation. | 100 | Kenai | 30 | Kenai River Special Management Area - Big Eddy Unit
Parks & Outdoor Recreation ‐ Kenai Area | Repair and Resurface parking area. | 75 | Kenai | 30 | Kenai River Special Management Area - Big Eddy Unit
Parks & Outdoor Recreation ‐ Kenai Area | Replace parking bumpers. | 10 | Kenai | 30 | Kenai River Special Management Area - Big Eddy Unit
Parks & Outdoor Recreation ‐ Kenai Area | Replace bulletin boards with orientation kiosk. | 35 | Kenai | 30 | Kenai River Special Management Area - Big Eddy Unit
Parks & Outdoor Recreation ‐ Kenai Area | Replace concrete boat ramp. | 150 | Kenai | 29 | Kenai River Special Management Area ‐ Bings Landing
Parks & Outdoor Recreation ‐ Kenai Area | Resurface roads and parking areas. | 150 | Kenai | 29 | Kenai River Special Management Area ‐ Bings Landing Campground
Parks & Outdoor Recreation ‐ Kenai Area | Replace 10 old picnic tables. | 10 | Kenai | 29 | Kenai River Special Management Area ‐ Bings Landing Campground
Parks & Outdoor Recreation ‐ Kenai Area | Rehabilitate and reroute trails. | 100 | Kenai | 29 | Kenai River Special Management Area ‐ Bings Landing Campground
Parks & Outdoor Recreation ‐ Kenai Area | Replace site signage. | 30 | Kenai | 29 | KRSMAKenai River Special Management Area ‐ Bings Landing Campground
Parks & Outdoor Recreation ‐ Kenai Area | Replace walkway with elevated light-penetrating and jack resistant foundation. | 100 | Kenai | 30 | Kenai River Special Management Area ‐ Ciechanski Unit
Parks & Outdoor Recreation ‐ Kenai Area | Resurface parking area. | 30 | Kenai | 30 | Kenai River Special Management Area ‐ Ciechanski Unit
Parks & Outdoor Recreation ‐ Kenai Area | Replace parking bumpers. | 5 | Kenai | 30 | Kenai River Special Management Area ‐ Ciechanski Unit
Parks & Outdoor Recreation ‐ Kenai Area | Replace floating dock. | 30 | Kenai | 30 | Kenai River Special Management Area ‐ Ciechanski Unit
Parks & Outdoor Recreation ‐ Kenai Area | Bank restoration and stabilization. | 50 | Kenai | 30 | Kenai River Special Management Area ‐ Ciechanski Unit
Parks & Outdoor Recreation ‐ Kenai Area | Refinish exterior of volunteer cabin. | 10 | Kenai | 29 | Kenai River Special Management Area ‐ Cooper Landing Boat Launch
Parks & Outdoor Recreation ‐ Kenai Area | Replace holding tank and install a mound septic system. | 30 | Kenai | 29 | Kenai River Special Management Area ‐ Cooper Landing Boat Launch
Parks & Outdoor Recreation ‐ Kenai Area | Crack seal asphalt pavement. | 5 | Kenai | 29 | Kenai River Special Management Area ‐ Cooper Landing Boat Launch
Parks & Outdoor Recreation ‐ Kenai Area | Replace parking bumpers. | 3 | Kenai | 29 | Kenai River Special Management Area ‐ Cooper Landing Boat Launch
Parks & Outdoor Recreation ‐ Kenai Area | Replace wooden rail caps on walkway with material such as Trex. Replace bulletin board. | 30 | Kenai | 29 | Kenai River Special Management Area ‐ Cooper Landing Boat Launch
Parks & Outdoor Recreation ‐ Kenai Area | Replace toilet with double concrete vaulted toilet. | 80 | Kenai | 30 | Kenai River Special Management Area ‐ Funny River Unit
Parks & Outdoor Recreation ‐ Kenai Area | Replace septic holding tank at host site. | 30 | Kenai | 30 | Kenai River Special Management Area ‐ Funny River Unit
Parks & Outdoor Recreation ‐ Kenai Area | Replace site signage. | 35 | Kenai | 30 | Kenai River Special Management Area ‐ Funny River Unit
Parks & Outdoor Recreation ‐ Kenai Area | Resurface roads and parking areas. | 75 | Kenai | 30 | Kenai River Special Management Area ‐ Funny River Unit
Parks & Outdoor Recreation ‐ Kenai Area | Replace picnic tables and parking bumpers. | 15 | Kenai | 30 | Kenai River Special Management Area ‐ Funny River Unit
Parks & Outdoor Recreation ‐ Kenai Area | Reshingle roof on shop building. | 25 | Kenai | 30 | Kenai River Special Management Area ‐ Hansen Ranch Unit
Parks & Outdoor Recreation ‐ Kenai Area | Recondition day use area. Repair and repaving paved areas. | 30 | Kenai | 29 | Kenai River Special Management Area ‐ Izaak Walton Unit
Parks & Outdoor Recreation ‐ Kenai Area | Replace site signage. | 30 | Kenai | 29 | Kenai River Special Management Area ‐ Izaak Walton Unit
Parks & Outdoor Recreation ‐ Kenai Area | Stabilize riverbank for fish habitat protection. | 90 | Kenai | 29 | Kenai River Special Management Area ‐ Izaak Walton Unit
Parks & Outdoor Recreation ‐ Kenai Area | Replace picnic tables. | 30 | Kenai | 29 | Kenai River Special Management Area ‐ Izaak Walton Unit
Parks & Outdoor Recreation ‐ Kenai Area | Replace interpretive displays and site signage. | 40 | Kenai | 30 | Kenai River Special Management Area ‐ Kenai Flats Unit
Parks & Outdoor Recreation ‐ Kenai Area | Resurface road and parking areas. | 75 | Kenai | 30 | Kenai River Special Management Area ‐ Kenai Flats Unit
Parks & Outdoor Recreation ‐ Kenai Area | Replace HQ septic system. | 60 | Kenai | 29 | Kenai River Special Management Area ‐ Morgan's Landing
Parks & Outdoor Recreation ‐ Kenai Area | Replace rotten logs on Area office. Improve ADA accessibility. Rewire building. Replace floorings. Repair retaining wall at lower level entrance. | 300 | Kenai | 29 | Kenai River Special Management Area ‐ Morgan's Landing
Parks & Outdoor Recreation ‐ Kenai Area | Replace garage door at shop. | 10 | Kenai | 29 | Kenai River Special Management Area ‐ Morgan's Landing
Parks & Outdoor Recreation ‐ Kenai Area | Replace broken shop yard gate with an automatic gate. | 50 | Kenai | 29 | Kenai River Special Management Area ‐ Morgan's Landing
Parks & Outdoor Recreation ‐ Kenai Area | Stabilize riverbank for fish habitat protection. | 50 | Kenai | 29 | Kenai River Special Management Area ‐ Morgan's Landing
Parks & Outdoor Recreation ‐ Kenai Area | Resurface overflow parking area. | 60 | Kenai | 29 | Kenai River Special Management Area ‐ Morgan's Landing Campground
Parks & Outdoor Recreation ‐ Kenai Area | Replace parking bumpers at overflow area. | 60 | Kenai | 29 | Kenai River Special Management Area ‐ Morgan's Landing Campground
Parks & Outdoor Recreation ‐ Kenai Area | Replace interpretive displays and site signage. | 60 | Kenai | 29 | Kenai River Special Management Area ‐ Morgan's Landing Campground
Parks & Outdoor Recreation ‐ Kenai Area | Resurface roads and parking area. | 125 | Kenai | 29 | Kenai River Special Management Area ‐ Morgan's Landing Day Use
Parks & Outdoor Recreation ‐ Kenai Area | Replace parking bumpers. | 10 | Kenai | 29 | Kenai River Special Management Area ‐ Morgan's Landing Day Use
Parks & Outdoor Recreation ‐ Kenai Area | Rehabilitate bluff trail. | 10 | Kenai | 29 | Kenai River Special Management Area ‐ Morgan's Landing Day Use
Parks & Outdoor Recreation ‐ Kenai Area | Replace site signage. | 30 | Kenai | 30 | Kenai River Special Management Area ‐ Pipeline Crossing Unit
Parks & Outdoor Recreation ‐ Kenai Area | Stabilize riverbank for fish habitat protection. | 200 | Kenai | 30 | Kenai River Special Management Area ‐ Pipeline Crossing Unit
Parks & Outdoor Recreation ‐ Kenai Area | Repair trail leading from parking area to river. | 50 | Kenai | 30 | Kenai River Special Management Area ‐ Pipeline Crossing Unit
Parks & Outdoor Recreation ‐ Kenai Area | Replace stairs and damaged walkways with elevated light-penetrating walkways and jack resistant foundation. | 750 | Kenai | 30 | Kenai River Special Management Area ‐ Slikok Creek Unit
Parks & Outdoor Recreation ‐ Kenai Area | Replace site signage. | 30 | Kenai | 30 | Kenai River Special Management Area ‐ Slikok Creek Unit
Parks & Outdoor Recreation ‐ Kenai Area | Recondition 6 picnic tables. | 3 | Kenai | 30 | Kenai River Special Management Area ‐ Slikok Creek Unit
Parks & Outdoor Recreation ‐ Kenai Area | Rehabilitate trail at lower end of Slikok. | 200 | Kenai | 30 | Kenai River Special Management Area ‐ Slikok Creek Unit
Parks & Outdoor Recreation ‐ Kenai Area | Pave road and parking area. | 125 | Kenai | 30 | Kenai River Special Management Area ‐ The Pillars Boat Launch
Parks & Outdoor Recreation ‐ Kenai Area | Replace site signage. | 25 | Kenai | 30 | Kenai River Special Management Area ‐ The Pillars Boat Launch
Parks & Outdoor Recreation ‐ Kenai Area | Replace septic system. | 50 | Kenai | 30 | Kenai River Special Management Area ‐ The Pillars Boat Launch
Parks & Outdoor Recreation ‐ Kenai Area | Apply protective sealant to exterior of volunteer cabin. | 5 | Kenai | 30 | Kenai River Special Management Area ‐ The Pillars Boat Launch
Parks & Outdoor Recreation ‐ Kenai Area | Replace 2 old toilets with 2 double concrete vaulted toilets. | 160 | Kenai | 29 | Lowell Point State Recreation Site
Parks & Outdoor Recreation ‐ Kenai Area | Replace shop. | 250 | Kenai | 29 | Lowell Point State Recreation Site
Parks & Outdoor Recreation ‐ Kenai Area | Reconstruct drainage, CMPs for cross drainage, resurface access roadway and parking areas. | 140 | Kenai | 29 | Lowell Point State Recreation Site
Parks & Outdoor Recreation ‐ Kenai Area | Replace parking bumpers. | 15 | Kenai | 29 | Lowell Point State Recreation Site
Parks & Outdoor Recreation ‐ Kenai Area | Replace site signage. | 40 | Kenai | 29 | Lowell Point State Recreation Site
Parks & Outdoor Recreation ‐ Kenai Area | Resurface parking area. | 75 | Kenai | 9 | Mineral Creek Marine Park
Parks & Outdoor Recreation ‐ Kenai Area | Replace entrance gate. | 10 | Kenai | 9 | Mineral Creek Marine Park
Parks & Outdoor Recreation ‐ Kenai Area | Replace two old toilets with 2 double concrete vaulted toilets. | 160 | Kenai | 31 | Ninilchik State Recreation Area ‐ Ninilchik Beach Campground
Parks & Outdoor Recreation ‐ Kenai Area | Replace 1 toilet with a double concrete vaulted toilet. Remove second toilet. | 100 | Kenai | 31 | Ninilchik State Recreation Area ‐ Ninilchik North Scenic Overlook
Parks & Outdoor Recreation ‐ Kenai Area | Improve trails from parking area to river. | 15 | Kenai | 31 | Ninilchik State Recreation Area ‐ Ninilchik North Scenic Overlook
Parks & Outdoor Recreation ‐ Kenai Area | Repair kiosks. | 20 | Kenai | 31 | Ninilchik State Recreation Area ‐ Ninilchik North Scenic Overlook
Parks & Outdoor Recreation ‐ Kenai Area | Relocate ranger station near the highway - existing location has poor soils causing structural damage to the station. Improve ADA accessibility. | 250 | Kenai | 31 | Ninilchik State Recreation Area ‐ Ninilchik River Campground
Parks & Outdoor Recreation ‐ Kenai Area | Resurface access roads and parking areas. | 60 | Kenai | 31 | Ninilchik State Recreation Area ‐ Ninilchik River Campground
Parks & Outdoor Recreation ‐ Kenai Area | Replace site signage. | 30 | Kenai | 31 | Ninilchik State Recreation Area ‐ Ninilchik River Campground
Parks & Outdoor Recreation ‐ Kenai Area | Convert shelter and walk‐in sites into a group camping area with expanded parking for up to 10 vehicles. | 40 | Kenai | 31 | Ninilchik State Recreation Area ‐ Ninilchik River Campground
Parks & Outdoor Recreation ‐ Kenai Area | Improve trails to river. | 30 | Kenai | 31 | Ninilchik State Recreation Area ‐ Ninilchik River Campground
Parks & Outdoor Recreation ‐ Kenai Area | Replace bulletin board and fee station. | 40 | Kenai | 31 | Ninilchik State Recreation Area ‐ Ninilchik River Campground
Parks & Outdoor Recreation ‐ Kenai Area | Resurface campsites. | 40 | Kenai | 31 | Ninilchik State Recreation Area ‐ Ninilchik View Campground
Parks & Outdoor Recreation ‐ Kenai Area | Repair fence at the bluff. | 15 | Kenai | 31 | Ninilchik SRA ‐ Ninilchik View Campground
Parks & Outdoor Recreation ‐ Kenai Area | Drain and pump out pipes that are rusted, replace. | 10 | Kenai | 31 | Ninilchik SRA ‐ Ninilchik View Campground
Parks & Outdoor Recreation ‐ Kenai Area | Improve trails from parking area to river. | 20 | Kenai | 31 | Ninilchik SRA ‐ Ninilchik View Campground
Parks & Outdoor Recreation ‐ Kenai Area | Replace site signage. | 30 | Kenai | 31 | Ninilchik SRA ‐ Ninilchik View Campground
Parks & Outdoor Recreation ‐ Kenai Area | Resurface access road. | 15 | Kenai | 31 | Ninilchik SRA ‐ Ninilchik View Campground
Parks & Outdoor Recreation ‐ Kenai Area | Six public use cabin maintenance includes staining cabin exteriors, replacing broken doors and windows, replacing roofs, repairing damaged flooring and decks, and replacing damaged signs. | 75 | Kenai | 32 | Prince William Sound State Marine Parks
Parks & Outdoor Recreation ‐ Kenai Area | Resurface trail. | 20 | Kenai | 29 | Scout Lake State Recreation Site
Parks & Outdoor Recreation ‐ Kenai Area | Replace roof and rehabilitate picnic shelter. | 15 | Kenai | 29 | Scout Lake State Recreation Site
Parks & Outdoor Recreation ‐ Kenai Area | Replace one old toilet with a double concrete vaulted toilet. | 80 | Kenai | 29 | Scout Lake State Recreation Site
Parks & Outdoor Recreation ‐ Kenai Area | Replace site signage. | 30 | Kenai | 29 | Scout Lake State Recreation Site
Parks & Outdoor Recreation ‐ Kenai Area | Replace 10 picnic tables. | 10 | Kenai | 29 | Scout Lake State Recreation Site
Parks & Outdoor Recreation ‐ Kenai Area | Resurface campground road. | 20 | Kenai | 29 | Scout Lake State Recreation Site
Parks & Outdoor Recreation ‐ Kenai Area | Relocate Gold Creek bridge to stable ground. | 175 | Kenai | 31 | Shoup Bay Marine Park
Parks & Outdoor Recreation ‐ Kenai Area | Improve drainage, construct drainage crossing, and clear vegetation. | 220 | Kenai | 32 | Shoup Bay Marine Park
Parks & Outdoor Recreation ‐ Kenai Area | Replace Upper Shoup Bay and Gold Creek campsite toilets. | 60 | Kenai | 32 | Shoup Bay Marine Park
Parks & Outdoor Recreation ‐ Kenai Area | Replace gate, 30 barrier posts, parking bumpers, picnic table and fire pits. | 35 | Kenai | 31 | Stariski State Recreation Site
Parks & Outdoor Recreation ‐ Kenai Area | Replace site signage. | 30 | Kenai | 31 | Stariski State Recreation Site
Parks & Outdoor Recreation ‐ Kenai Area | Install pedestrian safety fence along bluff. | 50 | Kenai | 31 | Stariski State Recreation Site
Parks & Outdoor Recreation ‐ Kenai Area | Relocate campsites away from bluff and rehabilitate campground: level campsites, install parking bumpers and resurface roads. | 150 | Kenai | 31 | Stariski State Recreation Site
Parks & Outdoor Recreation ‐ Kenai Area | Paint metal shelter and kiosks. | 25 | Kenai | 9 | Worthington Glacier State Recreation Site
Parks & Outdoor Recreation ‐ Kenai Area | Replace site and highway signage. | 50 | Kenai | 9 | Worthington Glacier State Recreation Site
Parks & Outdoor Recreation ‐ Kodiak Area | Replace sand at the east end of Scout Lake. | 10 | Kenai | 29 | Scout Lake State Recreation Site
Parks & Outdoor Recreation ‐ Mat‐Su Area | Retrofit concrete toilets to prevent surface and ground water from infiltrating vaults. | 40 | Mat‐Su | 7 | Areawide
Parks & Outdoor Recreation ‐ Mat‐Su Area | Retrofit 20 iron rangers with anti-fishing and vandalism measures | 20 | Mat‐Su | 7 | Areawide
Parks & Outdoor Recreation ‐ Mat‐Su Area | Replace 10 picnic tables and anchor 33 tables. | 15 | Mat‐Su | 8 | Big Lake North State Recreation Site
Parks & Outdoor Recreation ‐ Mat‐Su Area | Replace site signage. | 25 | Mat‐Su | 8 | Big Lake North State Recreation Site
Parks & Outdoor Recreation ‐ Mat‐Su Area | Repair asphalt paving entrance road, seal cracks all roads. | 25 | Mat‐Su | 8 | Big Lake North State Recreation Site
Parks & Outdoor Recreation ‐ Mat‐Su Area | Add sand to improve exising public beach. | 20 | Mat‐Su | 8 | Big Lake South State Recreation Site
Parks & Outdoor Recreation ‐ Mat‐Su Area | Pave road and parking. | 200 | Mat‐Su | 8 | Big Lake South State Recreation Site
Parks & Outdoor Recreation ‐ Mat‐Su Area | Replace 7 picnic tables and anchor 15 tables. | 10 | Mat‐Su | 8 | Big Lake South State Recreation Site
Parks & Outdoor Recreation ‐ Mat‐Su Area | Repair subgrade failure area, restripe entire paved sections. | 100 | Mat‐Su | 10 | Denali State Park ‐ Viewpoint North Campground
Parks & Outdoor Recreation ‐ Mat‐Su Area | Update interpretive signs to depict Alaska Range Peaks. | 25 | Mat‐Su | 10 | Denali State Park ‐ Viewpoint North Campground
Parks & Outdoor Recreation ‐ Mat‐Su Area | Rennovate 10 tent camp sites. | 20 | Mat‐Su | 10 | Denali State Park ‐ Viewpoint North Campground
Parks & Outdoor Recreation ‐ Mat‐Su Area | Update interpretive signs to depict Alaska Range Peaks. | 25 | Mat‐Su | 10 | Denali State Park ‐ Viewpoint South Campground
Parks & Outdoor Recreation ‐ Mat‐Su Area | Replace bunkhouse. | 150 | Mat‐Su | 10 | Denali State Park ‐ Byers Creek Ranger Station
Parks & Outdoor Recreation ‐ Mat‐Su Area | Replace Byers Creek station generator/electric system. | 15 | Mat‐Su | 10 | Denali State Park ‐ Byers Creek Ranger Station
Parks & Outdoor Recreation ‐ Mat‐Su Area | Replace cook shack and improve water/wastewater system. | 250 | Mat‐Su | 10 | Denali State Park ‐ Byers Creek Ranger Station
Parks & Outdoor Recreation ‐ Mat‐Su Area | Cabin repairs, rehab doors, windows, etc. | 5 | Mat‐Su | 10 | Denali State Park ‐ Byers Lake Public Use Cabins 1
Parks & Outdoor Recreation ‐ Mat‐Su Area | Replace roof eaves supports. Replace windows. | 8 | Mat‐Su | 10 | Denali State Park ‐ Byers Lake Public Use Cabins 2
Parks & Outdoor Recreation ‐ Mat‐Su Area | Install gravity water hold tank for sanitary dump station to reduce generator load. | 20 | Mat‐Su | 10 | Denali State Park ‐ Byers Lake Campground
Parks & Outdoor Recreation ‐ Mat‐Su Area | Repair Byers Lake Loop Trail outlet bridge. | 75 | Mat‐Su | 10 | Denali State Park ‐ Byers Lake Campground
Parks & Outdoor Recreation ‐ Mat‐Su Area | Repair Byers Lake Loop Trail. | 25 | Mat‐Su | 10 | Denali State Park ‐ Byers Lake Campground
Parks & Outdoor Recreation ‐ Mat‐Su Area | Resurface campground roads, and overflow parking area. | 200 | Mat‐Su | 10 | Denali State Park ‐ Byers Lake Campground
Parks & Outdoor Recreation ‐ Mat‐Su Area | Replace entrance gate. Replace 15 picnic tables. | 30 | Mat‐Su | 10 | Denali State Park ‐ Byers Lake Campground
Parks & Outdoor Recreation ‐ Mat‐Su Area | Replace site signage. Replace entrance sign panel. | 40 | Mat‐Su | 10 | Denali State Park ‐ Byers Lake Campground
Parks & Outdoor Recreation ‐ Mat‐Su Area | Repair trail to division standards. | 60 | Mat‐Su | 10 | Denali State Park ‐ Ermine Hill Trail
Parks & Outdoor Recreation ‐ Mat‐Su Area | Replace trail bridge over Byers Creek. | 50 | Mat‐Su | 10 | Denali State Park ‐ Ermine Hill Trail
Parks & Outdoor Recreation ‐ Mat‐Su Area | Improve parking off the highway. | 100 | Mat‐Su | 10 | Denali State Park ‐ Ermine Hill Trail
Parks & Outdoor Recreation ‐ Mat‐Su Area | Replace old pit toilet with single concrete vaulted toilet. | 50 | Mat‐Su | 10 | Denali State Park ‐ Ermine Hill Trail
Parks & Outdoor Recreation ‐ Mat‐Su Area | Resurface access road. | 50 | Mat‐Su | 10 | Denali State Park ‐ Little Coal Creek Trailhead
Parks & Outdoor Recreation ‐ Mat‐Su Area | Repair trail to division standards. | 50 | Mat‐Su | 10 | Denali State Park ‐ Little Coal Creek Trailhead
Parks & Outdoor Recreation ‐ Mat‐Su Area | Replace site signage. | 35 | Mat‐Su | 10 | Denali State Park ‐ Little Coal Creek Trailhead
Parks & Outdoor Recreation ‐ Mat‐Su Area | Paint, replace roofing, install drip edge on picnic shelter. | 20 | Mat‐Su | 10 | Denali State Park ‐ Lower Troublesome Creek Campground
Parks & Outdoor Recreation ‐ Mat‐Su Area | Replace old SST latrine with a single concrete vaulted toilet. | 50 | Mat‐Su | 10 | Denali State Park ‐ Lower Troublesome Creek Campground
Parks & Outdoor Recreation ‐ Mat‐Su Area | Repair Lower Troublesome creek trail. | 55 | Mat‐Su | 10 | Denali State Park ‐ Lower Troublesome Creek Campground
Parks & Outdoor Recreation ‐ Mat‐Su Area | Repair and restripe parking area. | 20 | Mat‐Su | 10 | Denali State Park ‐ Lower Troublesome Creek Campground
Parks & Outdoor Recreation ‐ Mat‐Su Area | Replace bollards with concrete parking bumpers. Replace 12 picnic tables. | 25 | Mat‐Su | 10 | Denali State Park ‐ Lower Troublesome Creek Campground
Parks & Outdoor Recreation ‐ Mat‐Su Area | Resurface access road and parking area. | 60 | Mat‐Su | 10 | Denali State Park ‐ Upper Troublesome Creek Trailhead
Parks & Outdoor Recreation ‐ Mat‐Su Area | Replace old bulletin board. | 5 | Mat‐Su | 10 | Denali State Park ‐ Upper Troublesome Creek Trailhead
Parks & Outdoor Recreation ‐ Mat‐Su Area | Replace site signage. | 35 | Mat‐Su | 10 | Denali State Park ‐ Upper Troublesome Creek Trailhead
Parks & Outdoor Recreation ‐ Mat‐Su Area | Replace 2 picnic shelters that collapsed. | 100 | Mat‐Su | 10 | Denali State Park ‐ Veteran's Memorial
Parks & Outdoor Recreation ‐ Mat‐Su Area | Replace three vaulted toilets with three double Concrete Vaulted. | 240 | Mat‐Su | 10 | Denali State Park ‐ Veteran's Memorial
Parks & Outdoor Recreation ‐ Mat‐Su Area | Replace highway signs. | 20 | Mat‐Su | 10 | Denali State Park ‐ Veteran's Memorial
Parks & Outdoor Recreation ‐ Mat‐Su Area | Replace misspelled plaque and refurbish other plaque. | 25 | Mat‐Su | 10 | Denali State Park ‐ Veteran's Memorial
Parks & Outdoor Recreation ‐ Mat‐Su Area | Repair trails through memorial, crack seal. | 25 | Mat‐Su | 10 | Denali State Park ‐ Veteran's Memorial
Parks & Outdoor Recreation ‐ Mat‐Su Area | Stripe roadway and parking areas, seal cracked asphalt. | 30 | Mat‐Su | 10 | Denali State Park ‐ Veteran's Memorial
Parks & Outdoor Recreation ‐ Mat‐Su Area | Replace 10 hazardous old barrel‐ type garbage cans with bear proof cans. Replace 30 old picnic tables. | 50 | Mat‐Su | 10 | Denali State Park ‐ Parkwide
Parks & Outdoor Recreation ‐ Mat‐Su Area | Kesugi Ridge trail repairs. Campsite hardening, and signage. | 300 | Mat‐Su | 10 | Denali State Park ‐ Parkwide
Parks & Outdoor Recreation ‐ Mat‐Su Area | Resurface and extend campsites. | 300 | Mat‐Su | 9 | Dry Creek State Recreation Site
Parks & Outdoor Recreation ‐ Mat‐Su Area | Improve trails to current standards. | 15 | Mat‐Su | 9 | Dry Creek State Recreation Site
Parks & Outdoor Recreation ‐ Mat‐Su Area | Replace campground signage. | 20 | Mat‐Su | 9 | Dry Creek State Recreation Site
Parks & Outdoor Recreation ‐ Mat‐Su Area | Replace parking bumpers, 20 picnic tables, fire pits. | 50 | Mat‐Su | 9 | Dry Creek State Recreation Site
Parks & Outdoor Recreation ‐ Mat‐Su Area | Widen tent parking pads, fix landscaping and grass seeding. | 50 | Mat‐Su | 7 | Finger Lake State Recreation Site
Parks & Outdoor Recreation ‐ Mat‐Su Area | Install 30 barrier rocks, replace 20 picnic tables, replace 30 parking bumpers | 45 | Mat‐Su | 7 | Finger Lake State Recreation Site
Parks & Outdoor Recreation ‐ Mat‐Su Area | Repair trails through park. | 20 | Mat‐Su | 7 | Finger Lake State Recreation Site
Parks & Outdoor Recreation ‐ Mat‐Su Area | Crack seal pavement and repair slumping. Pave day-use/boat launch area. | 150 | Mat‐Su | 7 | Finger Lake State Recreation Site
Parks & Outdoor Recreation ‐ Mat‐Su Area | Demolish building. | 75 | Mat‐Su | 10 | Hanson House Memorial State Recreation Site
Parks & Outdoor Recreation ‐ Mat‐Su Area | Recondition and resurface trailhead/parking. | 300 | Mat‐Su | 10 | Hatcher Pass - Archangel Trailhead
Parks & Outdoor Recreation ‐ Mat‐Su Area | Replace SST toilets with 1 single concrete vaulted toilet. | 50 | Mat‐Su | 10 | Hatcher Pass ‐ Fishhook Trailhead
Parks & Outdoor Recreation ‐ Mat‐Su Area | Expand parking lot, improve circulation. | 150 | Mat‐Su | 10 | Hatcher Pass ‐ Fishhook Trailhead
Parks & Outdoor Recreation ‐ Mat‐Su Area | Replace site signage. | 30 | Mat‐Su | 10 | Hatcher Pass ‐ Fishhook Trailhead
Parks & Outdoor Recreation ‐ Mat‐Su Area | Replace SST toilets with 2 single concrete vaulted toilets. | 100 | Mat‐Su | 10 | Hatcher Pass ‐ Goldmint Trailhead
Parks & Outdoor Recreation ‐ Mat‐Su Area | Replace site signage. | 5 | Mat‐Su | 10 | Hatcher Pass ‐ Goldmint Trailhead
Parks & Outdoor Recreation ‐ Mat‐Su Area | Improve group campsite at Honeymoon Meadow. | 20 | Mat‐Su | 10 | Hatcher Pass ‐ Goldmint Trailhead
Parks & Outdoor Recreation ‐ Mat‐Su Area | Repair trails to division standards, clear brush and grade. | 15 | Mat‐Su | 10 | Hatcher Pass ‐ Goldmint Trailhead
Parks & Outdoor Recreation ‐ Mat‐Su Area | Brushing trail to river, site repairs, crack seal road. | 25 | Mat‐Su | 10 | Hatcher Pass ‐ Government Peak Campground
Parks & Outdoor Recreation ‐ Mat‐Su Area | Replace site signage. | 10 | Mat‐Su | 10 | Hatcher Pass ‐ Government Peak Campground
Parks & Outdoor Recreation ‐ Mat‐Su Area | Repair trail to division standards. | 25 | Mat‐Su | 10 | Hatcher Pass - Mile 16 Bike Trail
Parks & Outdoor Recreation ‐ Mat‐Su Area | Upgrade trail to upper Reed Lake to division standards. | 200 | Mat‐Su | 10 | Hatcher Pass ‐ Reed Lakes
Parks & Outdoor Recreation ‐ Mat‐Su Area | Replace site signage. | 15 | Mat‐Su | 10 | Hatcher Pass ‐ Reed Lakes
Parks & Outdoor Recreation ‐ Mat‐Su Area | Repair Reed Lakes Trailhead parking area. | 175 | Mat‐Su | 10 | Hatcher Pass ‐ Reed Lakes
Parks & Outdoor Recreation ‐ Mat‐Su Area | Replace bulletin board and kiosk. | 25 | Mat‐Su | 10 | Hatcher Pass ‐ Reed Lakes
Parks & Outdoor Recreation ‐ Mat‐Su Area | Replace toilet with single concrete vaulted toilet. | 50 | Mat‐Su | 10 | Hatcher Pass ‐ Reed Lakes
Parks & Outdoor Recreation ‐ Mat‐Su Area | Replace missing entrance sign near Gateway/Little Su Bridge. | 15 | Mat‐Su | 10 | Hatcher Pass Special Management Area
Parks & Outdoor Recreation ‐ Mat‐Su Area | Repair/expand Paradise Ski Run lower parking lot to minimize congestion. | 200 | Mat‐Su | 10 | Hatcher Pass Special Management Area
Parks & Outdoor Recreation ‐ Mat‐Su Area | Repaint four historic buildings, exterior, alumnum paint. | 125 | Mat‐Su | 10 | Independence Mine State Historical Park
Parks & Outdoor Recreation ‐ Mat‐Su Area | Stabilization and/or reconstruction of failing portal trestle. | 350 | Mat‐Su | 10 | Independence Mine State Historical Park
Parks & Outdoor Recreation ‐ Mat‐Su Area | Stabilize fuel shed and generator shed structures, warehouse and office buildings. | 200 | Mat‐Su | 10 | Independence Mine State Historical Park
Parks & Outdoor Recreation ‐ Mat‐Su Area | Repair metal roofs on visitor center and generator shed. | 60 | Mat‐Su | 10 | Independence Mine State Historical Park
Parks & Outdoor Recreation ‐ Mat‐Su Area | Repair Gold Cord Trail to division standards. | 60 | Mat‐Su | 10 | Independence Mine State Historical Park
Parks & Outdoor Recreation ‐ Mat‐Su Area | Repair Old Mill Trail to division standards. | 25 | Mat‐Su | 10 | Independence Mine State Historical Park
Parks & Outdoor Recreation ‐ Mat‐Su Area | Crack seal pavement. Repair erosional damage to Gold Cord Road to mine. | 60 | Mat‐Su | 10 | Independence Mine State Historical Park
Parks & Outdoor Recreation ‐ Mat‐Su Area | Fuel oil cleanup at bunkhouse and about 35 barrels. | 300 | Mat‐Su | 10 | Independence Mine State Historical Park
Parks & Outdoor Recreation ‐ Mat‐Su Area | Improve bunkhouse 1 to code for occupancy. | 750 | Mat‐Su | 10 | Independence Mine State Historical Park
Parks & Outdoor Recreation ‐ Mat‐Su Area | Improve bunkhouse 2 to code for occupancy. | 750 | Mat‐Su | 10 | Independence Mine State Historical Park
Parks & Outdoor Recreation ‐ Mat‐Su Area | Old Mill roof stabilization and analyses to remove cables. | 350 | Mat‐Su | 10 | Independence Mine State Historical Park
Parks & Outdoor Recreation ‐ Mat‐Su Area | Refinish wood flooring in Mess Hall. | 60 | Mat‐Su | 10 | Independence Mine State Historical Park
Parks & Outdoor Recreation ‐ Mat‐Su Area | Repair electric system to restore mini‐hydro supplemental power. | 75 | Mat‐Su | 10 | Independence Mine State Historical Park
Parks & Outdoor Recreation ‐ Mat‐Su Area | Replace interpretive displays and site signage. | 75 | Mat‐Su | 10 | Independence Mine State Historical Park
Parks & Outdoor Recreation ‐ Mat‐Su Area | Restore septic and water systems at Mess Hall. | 150 | Mat‐Su | 10 | Independence Mine State Historical Park
Parks & Outdoor Recreation ‐ Mat‐Su Area | Upgrade road to water tunnel. | 25 | Mat‐Su | 10 | Independence Mine State Historical Park
Parks & Outdoor Recreation ‐ Mat‐Su Area | Water tunnel stabilization including engineering survey. | 2200 | Mat‐Su | 10 | Independence Mine State Historical Park
Parks & Outdoor Recreation ‐ Mat‐Su Area | Level and refurbish campsites with gravel and make sites larger. | 100 | Mat‐Su | 11 | King Mountain State Recreation Site
Parks & Outdoor Recreation ‐ Mat‐Su Area | Recondition trails. | 25 | Mat‐Su | 11 | King Mountain State Recreation Site
Parks & Outdoor Recreation ‐ Mat‐Su Area | Remove stumps in pedestrian areas at the campground. | 35 | Mat‐Su | 11 | King Mountain State Recreation Site
Parks & Outdoor Recreation ‐ Mat‐Su Area | Replace site signage. | 30 | Mat‐Su | 11 | King Mountain State Recreation Site
Parks & Outdoor Recreation ‐ Mat‐Su Area | Replace entrance gate. | 15 | Mat‐Su | 11 | King Mountain State Recreation Site
Parks & Outdoor Recreation ‐ Mat‐Su Area | Replace old picnic shelter. | 50 | Mat‐Su | 11 | King Mountain State Recreation Site
Parks & Outdoor Recreation ‐ Mat‐Su Area | Resurface and widen roadway and improve drainage. | 160 | Mat‐Su | 11 | King Mountain State Recreation Site
Parks & Outdoor Recreation ‐ Mat‐Su Area | Resurface roads and parking areas. Resurface and level campsites. | 350 | Mat‐Su | 9 | Lake Louise State Recreation Area
Parks & Outdoor Recreation ‐ Mat‐Su Area | Recondition and repair damaged asphalt trails to division standards. | 50 | Mat‐Su | 9 | Lake Louise State Recreation Area
Parks & Outdoor Recreation ‐ Mat‐Su Area | Repair roof on picnic shelter. | 15 | Mat‐Su | 9 | Lake Louise State Recreation Area
Parks & Outdoor Recreation ‐ Mat‐Su Area | Replace 60 tables and anchors, bumper logs, and benches. | 100 | Mat‐Su | 9 | Lake Louise State Recreation Area
Parks & Outdoor Recreation ‐ Mat‐Su Area | Replace site signage. | 30 | Mat‐Su | 9 | Lake Louise State Recreation Area
Parks & Outdoor Recreation ‐ Mat‐Su Area | Recondition campground loop road. | 60 | Mat‐Su | 9 | Liberty Falls State Recreation Site
Parks & Outdoor Recreation ‐ Mat‐Su Area | Replace site signage. | 30 | Mat‐Su | 9 | Liberty Falls State Recreation Site
Parks & Outdoor Recreation ‐ Mat‐Su Area | Replace 15 bumper logs, picnic tables, and benches. | 30 | Mat‐Su | 9 | Liberty Falls State Recreation Site
Parks & Outdoor Recreation ‐ Mat‐Su Area | replace 3 SSTs with 3 double concrete vaulted toilets. | 250 | Mat‐Su | 11 | Matanuska Glacier State Recreation Site
Parks & Outdoor Recreation ‐ Mat‐Su Area | Extend and resurface campsites. Repair asphalt pavement. | 200 | Mat‐Su | 11 | Matanuska Glacier State Recreation Site
Parks & Outdoor Recreation ‐ Mat‐Su Area | Repaint rail fence along hillside. | 10 | Mat‐Su | 11 | Matanuska Glacier State Recreation Site
Parks & Outdoor Recreation ‐ Mat‐Su Area | Replace site signage and interpretive panels. | 30 | Mat‐Su | 11 | Matanuska Glacier State Recreation Site
Parks & Outdoor Recreation ‐ Mat‐Su Area | Recondition campground to meet current standards. Rehabilitate access road to Matanuska Lake campground and day use. | 350 | Mat‐Su | 11 | Matanuska Lakes State Recreation Area
Parks & Outdoor Recreation ‐ Mat‐Su Area | Repair trail and boardwalk to island peninsula in Matanuska lake. | 15 | Mat‐Su | 11 | Matanuska Lakes State Recreation Area
Parks & Outdoor Recreation ‐ Mat‐Su Area | Refurbish caretaker cabin. | 100 | Mat‐Su | 11 | Matanuska Lakes State Recreation Area
Parks & Outdoor Recreation ‐ Mat‐Su Area | Improve trails by widening and connecting existing trails. Improve east/west trail from Matanuska to Kepler Lake to ADA standards. | 225 | Mat‐Su | 11 | Matanuska Lakes State Recreation Area
Parks & Outdoor Recreation ‐ Mat‐Su Area | Replace site signage. | 30 | Mat‐Su | 11 | Matanuska Lakes State Recreation Area
Parks & Outdoor Recreation ‐ Mat‐Su Area | Replace floating boat dock (removed) on Kepler Lake. | 15 | Mat‐Su | 11 | Matanuska Lakes State Recreation Area
Parks & Outdoor Recreation ‐ Mat‐Su Area | Replace missing bulletin boards at (2) Mat Lake. Replace 15 picnic tables, benches, and fire rings. | 35 | Mat‐Su | 11 | Matanuska Lakes State Recreation Area
Parks & Outdoor Recreation ‐ Mat‐Su Area | Pave access road and resurface parking area. | 100 | Mat‐Su | 10 | Montana Creek State Recreation Site
Parks & Outdoor Recreation ‐ Mat‐Su Area | Replace damaged bumper logs and 20 picnic tables. | 30 | Mat‐Su | 10 | Montana Creek State Recreation Site
Parks & Outdoor Recreation ‐ Mat‐Su Area | Recondition trail to mouth of Montana Creek. | 30 | Mat‐Su | 10 | Montana Creek State Recreation Site
Parks & Outdoor Recreation ‐ Mat‐Su Area | Replace interpretive displays and site signage. | 30 | Mat‐Su | 10 | Montana Creek State Recreation Site
Parks & Outdoor Recreation ‐ Mat‐Su Area | Replace kiosk. | 15 | Mat‐Su | 10 | Montana Creek State Recreation Site
Parks & Outdoor Recreation ‐ Mat‐Su Area | Repair trail access/canoe landing. | 10 | Mat‐Su | 10 | Nancy Lake State Recreation Area ‐ James Lake Public Use Cabin
Parks & Outdoor Recreation ‐ Mat‐Su Area | Extend toilet (dbl Concrete Vaulted Toilet) roof over entrance/door to shed snow. | 30 | Mat‐Su | 10 | Nancy Lake State Recreation Area ‐ Winter Trailhead
Parks & Outdoor Recreation ‐ Mat‐Su Area | Resurface parking area. | 150 | Mat‐Su | 10 | Nancy Lake State Recreation Area ‐ Winter Trailhead
Parks & Outdoor Recreation ‐ Mat‐Su Area | Repair earthquake damage to public use cabin #4. | 25 | Mat‐Su | 10 | Nancy Lake State Recreation Area
Parks & Outdoor Recreation ‐ Mat‐Su Area | Replace Lynx Lake public use cabine #1 | 65 | Mat‐Su | 10 | Nancy Lake State Recreation Area
Parks & Outdoor Recreation ‐ Mat‐Su Area | Canoe Trail System: replace boardwalk/upgrade portages, dispose creosoted lumber. | 300 | Mat‐Su | 10 | Nancy Lake State Recreation Area
Parks & Outdoor Recreation ‐ Mat‐Su Area | Improve and level 70 campsites at South Rolly Campground. | 750 | Mat‐Su | 10 | Nancy Lake State Recreation Area
Parks & Outdoor Recreation ‐ Mat‐Su Area | Repair South Rolly Overlook picnic shelters. Replace roofs. | 25 | Mat‐Su | 10 | Nancy Lake State Recreation Area
Parks & Outdoor Recreation ‐ Mat‐Su Area | Nancy Lake Office: Install building‐ wide power protection system frequent faults, replace roof shingles on shop awning, replace water softener. | 25 | Mat‐Su | 10 | Nancy Lake State Recreation Area
Parks & Outdoor Recreation ‐ Mat‐Su Area | Replace 20 picnic tables and anchor 70. Replace tables and fire rings at South Rolly Overlook and canoe trailheads. Replace gates at South Rolly and Nancy Lake campgrounds. | 75 | Mat‐Su | 10 | Nancy Lake State Recreation Area
Parks & Outdoor Recreation ‐ Mat‐Su Area | Nancy Lake Office: Repair volunteer housing. | 20 | Mat‐Su | 10 | Nancy Lake State Recreation Area
Parks & Outdoor Recreation ‐ Mat‐Su Area | Recondition 15 campsites along Lynx Lake Canoe trails. | 85 | Mat‐Su | 10 | Nancy Lake State Recreation Area
Parks & Outdoor Recreation ‐ Mat‐Su Area | Replace Nancy Lake Cabin #4. | 70 | Mat‐Su | 10 | Nancy Lake State Recreation Area
Parks & Outdoor Recreation ‐ Mat‐Su Area | Replace site signage. | 30 | Mat‐Su | 10 | Nancy Lake State Recreation Area
Parks & Outdoor Recreation ‐ Mat‐Su Area | Replace Nancy Lake Cabin #3. | 60 | Mat‐Su | 10 | Nancy Lake State Recreation Area
Parks & Outdoor Recreation ‐ Mat‐Su Area | Replace Red Shirt Lake Cabin #1. | 60 | Mat‐Su | 10 | Nancy Lake State Recreation Area
Parks & Outdoor Recreation ‐ Mat‐Su Area | Replace Red Shirt Lake Cabin #2. | 60 | Mat‐Su | 10 | Nancy Lake State Recreation Area
Parks & Outdoor Recreation ‐ Mat‐Su Area | Replace Red Shirt Lake Cabin #3. | 60 | Mat‐Su | 10 | Nancy Lake State Recreation Area
Parks & Outdoor Recreation ‐ Mat‐Su Area | Replace Red Shirt Lake Cabin #4. | 60 | Mat‐Su | 10 | Nancy Lake State Recreation Area
Parks & Outdoor Recreation ‐ Mat‐Su Area | Repair Red Shirt Host Cabin foundation. | 15 | Mat‐Su | 10 | Nancy Lake State Recreation Area
Parks & Outdoor Recreation ‐ Mat‐Su Area | Re‐stripe and repair asphalt on Nancy Lake Parkway. | 35 | Mat‐Su | 10 | Nancy Lake State Recreation Area
Parks & Outdoor Recreation ‐ Mat‐Su Area | Upgrade Butterfly Lake Trails to division standards. | 150 | Mat‐Su | 10 | Nancy Lake State Recreation Area
Parks & Outdoor Recreation ‐ Mat‐Su Area | Improve existing old launch ramp at South Rolly Campground. | 35 | Mat‐Su | 10 | Nancy Lake State Recreation Area
Parks & Outdoor Recreation ‐ Mat‐Su Area | Upgrade Red Shirt Lake trail to division standards. | 75 | Mat‐Su | 10 | Nancy Lake State Recreation Area
Parks & Outdoor Recreation ‐ Mat‐Su Area | Repair Nordic ski trails to division standards. | 100 | Mat‐Su | 10 | Nancy Lake State Recreation Area
Parks & Outdoor Recreation ‐ Mat‐Su Area | Upgrading 30 campsites and 15 picnic sites. | 250 | Mat‐Su | 10 | Nancy Lake State Recreation Area
Parks & Outdoor Recreation ‐ Mat‐Su Area | Replace well in camping area. | 55 | Mat‐Su | 10 | Nancy Lake State Recreation Site
Parks & Outdoor Recreation ‐ Mat‐Su Area | Replace picnic tables, fireplaces, and parking bumpers. | 35 | Mat‐Su | 10 | Nancy Lake State Recreation Site
Parks & Outdoor Recreation ‐ Mat‐Su Area | Resurface access road, parking areas, and campsites. | 200 | Mat‐Su | 10 | Nancy Lake State Recreation Site
Parks & Outdoor Recreation ‐ Mat‐Su Area | Replace site signage. | 30 | Mat‐Su | 10 | Nancy Lake State Recreation Site
Parks & Outdoor Recreation ‐ Mat‐Su Area | Rebuild access road. Resurface campground road and campsites. | 220 | Mat‐Su | 33 | Porcupine Creek State Recreation Site
Parks & Outdoor Recreation ‐ Mat‐Su Area | Replace 15 picnic tables. | 20 | Mat‐Su | 33 | Porcupine Creek State Recreation Site
Parks & Outdoor Recreation ‐ Mat‐Su Area | Replace site signage. | 30 | Mat‐Su | 33 | Porcupine Creek State Recreation Site
Parks & Outdoor Recreation ‐ Mat‐Su Area | Resurface road and campsites. | 65 | Mat‐Su | 8 | Rocky Lake State Recreation Site
Parks & Outdoor Recreation ‐ Mat‐Su Area | Replace10 picnic tables. | 10 | Mat‐Su | 8 | Rocky Lake State Recreation Site
Parks & Outdoor Recreation ‐ Mat‐Su Area | Replace site signage. | 30 | Mat‐Su | 8 | Rocky Lake State Recreation Site
Parks & Outdoor Recreation ‐ Mat‐Su Area | Resurface campsites and campground loop road. | 90 | Mat‐Su | 32 | Squirrel Creek State Recreation Site
Parks & Outdoor Recreation ‐ Mat‐Su Area | Replace site signage. | 30 | Mat‐Su | 32 | Squirrel Creek State Recreation Site
Parks & Outdoor Recreation ‐ Mat‐Su Area | replace 25 picnic tables and all fire rings. | 50 | Mat‐Su | 32 | Squirrel Creek State Recreation Site
Parks & Outdoor Recreation ‐ Mat‐Su Area | Resurface existing parking area. | 35 | Mat‐Su | 11 | Summit Lake State Recreation Site
Parks & Outdoor Recreation ‐ Mat‐Su Area | Recondition/harden loop trail to viewpoint and lake. | 50 | Mat‐Su | 11 | Summit Lake State Recreation Site
Parks & Outdoor Recreation ‐ Mat‐Su Area | Replace site signage. | 5 | Mat‐Su | 11 | Summit Lake State Recreation Site
Parks & Outdoor Recreation ‐ Mat‐Su Area | Replace fee stations with covered fee stations. | 75 | Mat‐Su | 10 | Willow Creek State Recreation Area
Parks & Outdoor Recreation ‐ Mat‐Su Area | Resurface roads and parking areas. Pave day-use parking. | 350 | Mat‐Su | 10 | Willow Creek State Recreation Area
Parks & Outdoor Recreation ‐ Mat‐Su Area | Replace five old sst latrines with double concrete vaulted toilet. | 250 | Mat‐Su | 10 | Willow Creek State Recreation Area
Parks & Outdoor Recreation ‐ Mat‐Su Area | Recondition fishing access trails and raft take-out. | 60 | Mat‐Su | 10 | Willow Creek State Recreation Area
Parks & Outdoor Recreation ‐ Mat‐Su Area | Replace site signage. | 25 | Mat‐Su | 10 | Willow Creek State Recreation Area
Parks & Outdoor Recreation ‐ Mat‐Su Area | Replace stolen gate and main campground. | 10 | Mat‐Su | 10 | Willow Creek State Recreation Area
Parks & Outdoor Recreation Equipment | ATV Suzuki (W7) tan 300cc | 8.5 | Chugach | 14 | Equipment Repair or Replacement
Parks & Outdoor Recreation Equipment | ATV Yamaha (W8) green 400cc | 8.5 | Chugach | 14 | Equipment Repair or Replacement
Parks & Outdoor Recreation Equipment | Snowmobile Skido (S2) 500cc | 10 | Chugach | 14 | Equipment Repair or Replacement
Parks & Outdoor Recreation Equipment | Snowmobile Skido (S7) 500cc | 10 | Chugach | 14 | Equipment Repair or Replacement
Parks & Outdoor Recreation Equipment | Snow Groomer - no hydraulics | 6 | Chugach | 14 | Equipment Repair or Replacement
Parks & Outdoor Recreation Equipment | Klamath V-Bow Skiff w/ 70 hp Merc Outboard | 90 | Chugach | 14 | Equipment Repair or Replacement
Parks & Outdoor Recreation Equipment | Plow Western | 4 | Chugach | 14 | Equipment Repair or Replacement
Parks & Outdoor Recreation Equipment | Plow Western | 4 | Chugach | 14 | Equipment Repair or Replacement
Parks & Outdoor Recreation Equipment | Sander (2.5 yd) | 7 | Chugach | 14 | Equipment Repair or Replacement
Parks & Outdoor Recreation Equipment | Dump Box & Hydralics- Dumptruck | 6 | Chugach | 14 | Equipment Repair or Replacement
Parks & Outdoor Recreation Equipment | Mechanized wheelbarrow | 7 | Chugach | 14 | Equipment Repair or Replacement
Parks & Outdoor Recreation Equipment | Mechanized wheelbarrow | 7 | Chugach | 14 | Equipment Repair or Replacement
Parks & Outdoor Recreation Equipment | 22' Naiad (Rigid inflatable skiff) | 175 | Kenai | 30 | Equipment Repair or Replacement
Parks & Outdoor Recreation Equipment | 19' Naiad | 175 | Kenai | 30 | Equipment Repair or Replacement
Parks & Outdoor Recreation Equipment | 17' Koffler (River boat) | 25 | Kenai | 30 | Equipment Repair or Replacement
Parks & Outdoor Recreation Equipment | 22' skiff with twin 150ph engines and trailer | 175 | Kodiak | 32 | Equipment Repair or Replacement
Parks & Outdoor Recreation Equipment | Tractor, Kubota B7100HSTD diesel 4 wheel drive | 35 | Kodiak | 32 | Equipment Repair or Replacement
Parks & Outdoor Recreation Equipment | Honda Power Wagon GX270 | 5 | Kodiak | 32 | Equipment Repair or Replacement
Parks & Outdoor Recreation Equipment | 14' Naiad | 35 | Kodiak | 32 | Equipment Repair or Replacement
Parks & Outdoor Recreation Equipment | 18' Riverboat | 46 | Mat‐Su | 7 | Equipment Repair or Replacement
Parks & Outdoor Recreation Equipment | Trailer, double wide | 5 | Mat‐Su | 7 | Equipment Repair or Replacement
Parks & Outdoor Recreation Equipment | 14' river raft | 6 | Mat‐Su | 7 | Equipment Repair or Replacement
Parks & Outdoor Recreation Equipment | Snowmachine, skandic gray 500 | 11 | Mat‐Su | 7 | Equipment Repair or Replacement
Parks & Outdoor Recreation Equipment | Snowmachine, Summit 600 | 10 | Mat‐Su | 7 | Equipment Repair or Replacement
Parks & Outdoor Recreation Equipment | Snowmachine, Summit 600 | 10 | Mat‐Su | 7 | Equipment Repair or Replacement
Parks & Outdoor Recreation Equipment | Snowmachine, Skandic SUV 600 | 13 | Mat‐Su | 7 | Equipment Repair or Replacement
Parks & Outdoor Recreation Equipment | Snowmachine, Skandic SUV 600 | 13 | Mat‐Su | 7 | Equipment Repair or Replacement
Parks & Outdoor Recreation Equipment | Snowmachine, Skandic | 11 | Mat‐Su | 7 | Equipment Repair or Replacement
Parks & Outdoor Recreation Equipment | ATV Polaris 500 | 8.5 | Mat‐Su | 7 | Equipment Repair or Replacement
Parks & Outdoor Recreation Equipment | Cargo trailer Bakamp | 7.5 | Northern | 40 | Equipment Repair or Replacement
Parks & Outdoor Recreation Equipment | Cargo trailer Trail King | 7.5 | Northern | 40 | Equipment Repair or Replacement
Parks & Outdoor Recreation Equipment | Cargo Trailer Bobs Services | 7.5 | Northern | 40 | Equipment Repair or Replacement
Parks & Outdoor Recreation Equipment | SNOWMACHINE ARTIC CAT JAG DELUX 440 | 10 | Northern | 40 | Equipment Repair or Replacement
Parks & Outdoor Recreation Equipment | SNOWMACHINE SKIDOO SKANDIC WIDE TRACK | 10 | Northern | 40 | Equipment Repair or Replacement
Parks & Outdoor Recreation Equipment | Bob Cat Skid Steer | 60 | Northern | 40 | Equipment Repair or Replacement
Parks & Outdoor Recreation Equipment | Western Snowplow | 5.5 | Northern | 40 | Equipment Repair or Replacement
Parks & Outdoor Recreation Equipment | TRACTOR, 4 WD DIESEL KUBOTA B 7100 | 23 | Northern | 40 | Equipment Repair or Replacement
Parks & Outdoor Recreation Equipment | HONDA 50HP OUTBOARD ENGINE LANDING CRAFT | 20 | Northern | 40 | Equipment Repair or Replacement
Parks & Outdoor Recreation Equipment | 14' Almar skiff w outboard | 20 | Northern | 40 | Equipment Repair or Replacement
Parks & Outdoor Recreation Equipment | 17' Skiff, Bayrunner BR16, w/55hp yamaha/ EZ trailer | 35 | Southeast | 35 | Equipment Repair or Replacement
Parks & Outdoor Recreation Equipment | Gehl 5625 skidsteer | 38 | Southeast | 35 | Equipment Repair or Replacement
Parks & Outdoor Recreation Equipment | 18' Equipment tilt trailer | 8 | Southeast | 35 | Equipment Repair or Replacement
Parks & Outdoor Recreation Equipment | 25' landing craft, Sitka Boat works w/twin 140 Susiki o.b./EZ load trailer | 35 | Southeast | 35 | Equipment Repair or Replacement
Parks & Outdoor Recreation Equipment | John Deere Tractor 5410 w/bucket and forks attachments | 20 | Southeast | 35 | Equipment Repair or Replacement
Parks & Outdoor Recreation Equipment | 25' landing craft, Sitka Boat works w/twin 140 Susiki o.b./EZ load trailer | 35 | Southeast | 35 | Equipment Repair or Replacement
Parks & Outdoor Recreation Equipment | John Deere Tractor 5410 w/bucket and forks attachments | 20 | Southeast | 35 | Equipment Repair or Replacement
Statewide Forestry Facilities Deferred Maintenance | Project provides rain/snow protection & secure existing open air storage on the main warehouse building | 25 | Palmer | 11 | Cover Outdoor Storage-Warehouse
Statewide Forestry Facilities Deferred Maintenance | Design broken down into the following: 1.Building Envelope upgrade/repair 2. Mechanical Upgrades 3. Arctic Entryway addition 4. Replace Stairs to mezzanine 5. Add lighting | 275 | Palmer | 8 | Palmer Hanger Repairs
Statewide Forestry Facilities Deferred Maintenance | Tok well house is poorly insulated and constructed and possible risks could include damage to equipment. | 75 | Tok | 39 | Repair Tok Well House Mechanical Room in Operations Building
Statewide Forestry Facilities Deferred Maintenance | Brush 3 miles of existing roads. | 55 | Haines | 34 | Brush Roads in Haines
Statewide Forestry Facilities Deferred Maintenance | Provide new exterior insulated envelope. Upgrade to energy efficient doors & windows, level bay floor, and insulate foundation. | 257 | Valdez/Copper River | 6 | Copper Center Repair Shop Exterior Repairs
Statewide Forestry Facilities Deferred Maintenance | Warehouse has space for 3-6 vehicles for winter storage. All vehicles come in and out through one door and exhaust is needed for this process. | 75 | Valdez/Copper River | 6 | Install Overhead Vehicle Doors at the Copper Center Warehouse
Statewide Forestry Facilities Deferred Maintenance | The building is being heated with a forced air furnace installed in 1959. The furnace is poorly installed and has had numerous repairs. The furnace has long passed its useful life. | 55 | Delta | 6 | Delta Fire Cache Furnace Replacement
Statewide Forestry Facilities Deferred Maintenance | Remove and replace existing deteriorated storage with updated structure (960 SF). | 300 | Soldotna | 29 | Soldotna Operations Addition Replacement
Statewide Forestry Facilities Deferred Maintenance | Remove the old ATCO trailer attached to the Main Office, and replace with an energy efficient addition. | 325 | Soldotna | 29 | Soldotna Office Trailer Attachment Replacement
Statewide Forestry Facilities Deferred Maintenance | All buildings in Delta will receive an energy audit to plan on future deferred maintenance projects. | 25 | Delta | 6 | Energy Audit on Buildings in Delta
Statewide Forestry Facilities Deferred Maintenance | Conduct an energy audit and provide repairs for the main office in Tok. | 40 | Tok | 39 | Evaluate and Repair Building Envelope of Tok Main Office
Statewide Forestry Facilities Deferred Maintenance | Provide adequate building foundations and tie downs to eliminate what USKH Inc. (Architecture and Engineering firm) called "rickety foundations" in Fairbanks. | 60 | Fairbanks | 4 | Repair Fairbanks Seismic Bracing
Statewide Forestry Facilities Deferred Maintenance | Re-roof the Brown Warehouse building with pre-finished metal roofing, and install metal fascia and rain gutters. | 15 | Valdez/Copper River | 6 | Repair Roof at Copper River Brown Warehouse
Statewide Forestry Facilities Deferred Maintenance | Resurface exterior walls, soffits, and fascias with pre-finished metal siding, and provide rain gutters. | 28 | Valdez/Copper River | 6 | Copper River Fuel Shed Building
Statewide Forestry Facilities Deferred Maintenance | Install a pellet stove to heat the primary buildings, and either decommission the oil heater or reduce it to back-up status. | 250 | Fairbanks | 4 | Reduce Heat Cost in Fairbanks Buildings
Statewide Forestry Facilities Deferred Maintenance | Repaint weathered wood siding and trim on Admininistration Building. | 15 | Palmer | 8 | Repair Exterior Finishes at Palmer Administration Building
Statewide Forestry Facilities Deferred Maintenance | Construct a wood fence to increase security of State assets, and provide privacy to private land owner next door. | 40 | Fairbanks | 4 | Fairbanks Wood Security Fence
Statewide Forestry Facilities Deferred Maintenance | Carpet and interior painting. | 200 | Palmer | 8 | Palmer Office Interior Updates
Statewide Forestry Facilities Deferred Maintenance | Repair and replace windows at Delta office and warehouse. | 30 | Delta | 6 | Delta Main Office and Warehouse Window Repair
Statewide Forestry Facilities Deferred Maintenance | Mezzanine would utilize high bay environment to add storage capacity. | 60 | Palmer | 8 | Install Vehicle Bay Mezzanine in Palmer Warehouse
Statewide Forestry Facilities Deferred Maintenance | Helitack building insulation/vapor barrier replacement and squirrel proofing; install backflow preventers, pressure relief valves and caps per code for the domestic water system; and replace muddy surfaces of the storage yard with D-1 gravel or asphalt and/or poured concrete. | 75 | Delta | 6 | Delta Helitack Building Plumbing Maintenance and Storage Yard Forklift Safety
Statewide Forestry Facilities Deferred Maintenance | Fill cracks and reseal the Aviation Ramp at the Palmer Forestry Facility. | 25 | Palmer | 8 | Palmer Aviation Ramp Resealing
Statewide Forestry Facilities Deferred Maintenance | Provide a standby generator, heated building, fuel tank, and transfer switch. | 50 | Valdez/Copper River | 6 | Provide Valdez/Copper River Facility Standby Power
Statewide Forestry Facilities Deferred Maintenance | Weatherproof emergency power backup system and provide suitable cold start capability to the compound. | 40 | Delta | 6 | Delta Emergency Electrical System
Statewide Forestry Facilities Deferred Maintenance | Add 2 condenser/evaporator cooling packages. | 112 | Delta | 6 | Delta Main Office Cooling System Improvements
Statewide Forestry Facilities Deferred Maintenance | Project replaces Brown Warehouse used for seasonal equipment storage and the White Warehouse used as a fire cache. Total Square Footage = 860sf. Project would also demolish old facilities and can be combined with the "Provide Valdez/Copper River Facility Standby Power" and "Repair Roof at Copper River Brown Warehouse" projects. | 275 | Valdez/Copper River | 6 | Replace Equipment Storage Warehouse and Fire Cache
Statewide Forestry Facilities Deferred Maintenance | Repair or replace deficient shelving and coverings, which protects over $200.0 of fire and resource supplies in the storage yard. | 55 | Delta | 6 | Delta Forestry Storage Yard Roof and Cache Storage
Statewide Forestry Facilities Deferred Maintenance | Complete stairs, landings, and handrails per the USKH study throughout the Copper River facility to come into compliance. Fuel shed -exterior steps repair handrails with proper grip and reseal landings and steps. Shop- Interior stairs to the mezzanine are not provided with intermediate rails or handrails of proper grip. Office- northwest stairs and landing: Stairs are too steep, handrails need to be installed, and threshold needs repair due to being too abrupt. Office-Ramp: Handrails not of proper grip section, reseal landing, ramp, and steps. Employee parking - Two stair cases out of compliance and need replacement. White Warehouse - Needs handrails and thresholds are too abrupt. | 96 | Valdez/Copper River | 6 | Copper River Facilities, Stairs, Landings, and Handrails
Statewide Forestry Facilities Deferred Maintenance | Reinforce foundations to meet siesmic requirements and repair electrical per USKH study. | 35 | Tok | 39 | Tok Bunkhouse Repairs
Statewide Forestry Facilities Deferred Maintenance | Install a wood fired boiler to efficiently heat the Main Office. This would provide the primary heat, with the oil fired boiler becoming the backup heat source. | 80 | Delta | 6 | New Heat Source for Delta Office
Parks & Outdoor Recreation ‐ Kodiak Area | Renovate two volunteer cabins to meet current standards. Older cabin and its furnishings are rapidly deteriorating. Replace 10-year old solar batteries. | 30 | Kodiak | 32 | Fort Abercrombie State Historical Park
Parks & Outdoor Recreation - Northern Area | Improve access road, parking and shooting range. | 200 | Northern | 6 | Chena River State Recreation Area - Mile 36.4 Shooting Range
Parks & Outdoor Recreation ‐ Kenai Area | Repair slope failure and road damage resulting from the 2018 earthquake | 150 | Kenai | 30 | Kenai River Special Management Area - Eagle Rock Unit
Parks & Outdoor Recreation ‐ Mat‐Su Area | Repair road damage resulting from the 2018 earthquake. | 50 | Mat‐Su | 8 | Big Lake North State Recreation Site
Parks & Outdoor Recreation ‐ Mat‐Su Area | Repair road damage resulting from the 2018 earthquake. | 20 | Mat‐Su | 8 | Big Lake South State Recreation Site
Parks & Outdoor Recreation ‐ Mat‐Su Area | Replace water softener at HQ building. | 5 | Mat‐Su | 7 | Finger Lake State Recreation Site
Parks & Outdoor Recreation ‐ Mat‐Su Area | Repair road damage resulting from the 2018 earthquake. | 20 | Mat‐Su | 8 | Rocky Lake State Recreation Site
Parks & Outdoor Recreation ‐ Mat‐Su Area | Repair road damage resulting from the 2018 earthquake. | 50 | Mat‐Su | 10 | Willow Creek State Recreation Area
| TOTAL | 68971

## DPS
Department: Public Safety
Updated 11/02/2018
(Formatted to Thousands)
Priority | Allocation | Project Title | Project Cost ($00.0) | House District
1 | Public Safety Academy Facility | HVAC Replacement | 800000 | 35
2 | Trooper post locations statewide | Ballistic entrance upgrade | 990000 | 1, 6, 7, 9, 29, 31, 32, 33, 35-40
3 | State owned troopers posts in rural Alaska | Building lifecycle and code compliant Inspection, assessment and corrections | 950000 | 6, 35-37
4 | State owned troopers posts in rural Alaska | Energy assessment | 720000 | 6, 35-37
3460000

## Courts
DEFERRED MAINTENANCE PROJECTS LIST
Updated 03/14/2019
| Court |  |  | Project
Priority | Dist. |  | Project | Cost
1 | 3 | Snowden Admin. Building | Replace Old Warehouse Lighting: Retrofit old inefficient and no longer manufactured T-12 light fixtures with LED compatible light fixtures in the Warehouse. |  | 25000
2 | 3 | Snowden Admin. Building | Replace Old Lighting at 444 "H" Street, and 820 West 4th: Replace old inefficient lamps with LED's and retro fit other fixtures as needed. |  | 140000
3 | 4 | Rabinowitz Courthouse | Replace Old Fluorescent lamps: Replace high maintenance, outdated, expensive fluorescent lamps with LEDs at light fixtures. LED provide energy savings and less maintenance, and many fluorescent lamps will be discontinued shortly. |  | 150000
4 | 4 | Rabinowitz Courthouse | Replace exterior concrete: Replace deteriorated concrete and sealant at front plaza entry. Concrete that presented the most tripping hazards was replaced during FY19. Concrete currently has radiant heating which affects project costs. |  | 200000
5 | 3 | Kenai Courthouse | Duct Cleaning: Clean HVAC supply air duct work between entry and distribution points. 20K |  | 20000
6 | 3 | Palmer Courthouse | Replace Deteriorating Public Lobby Flooring: Replace deteriorating public lobby slate finish. Slate has been determined to be inappropriate for the high traffic conditions, and the maintenance costs to keep it repaired and adequately clean is significant. Replacing the slate with a finish appropriate for high traffic will reduce operating costs. Includes 15% inflation cost. |  | 115000
7 | 3 | Palmer Courthouse | Upgrade Pneumatic Controls to DDC: Replace outdated DDC components, inefficient HVAC Controls equipment (Modular Building Controller, Modular Equipment Controller, etc.) with DDC compatible controls system |  | 100000
8 | 3 | Palmer Courthouse | Refinish Deteriorated and Cracked Lobby Soffits and Walls: Repair and refinish: 1) lobby walls which are damaged and soiled from outside air at diffusers areas; 2) delaminating vinyl wallcovering at entries; and 3) soffits damaged with stress cracks. |  | 45000
9 | 3 | Anchorage Nesbett Courthouse | Replace Deteriorating Countertops: The existing countertops in the Basement (2 each) and 1st floor (4 each) staff restrooms are badly stained and have damaged/lifting laminate, causing water to seep underneath the laminate and damage wood. The request includes a 15% contingency. |  | 20700
10 | 3 | Anchorage Nesbett Courthouse | Replace Courtroom Spectator Seating: The existing floor attached bench spectator seating in all courtrooms is worn, damaged, and the fabric is ripped and deteriorating. Facilities has started fielding frequent complaints regarding the condition of the seating from staff and the public, and there is no resolution to the problem except replacement. The estimate includes removal and disposal of the existing benches, and installation of the replacement benches - plus a 15% contingency. |  | 411500
11 | 3 | Anchorage Boney Courthouse | Replace HVAC Coils in Air Handling Units #1 and #2: Replace old coils with new coils and install new DDC controls, valves, heat exchanger, insulation, piping & other interfacing equipment to facilitate heating system. This request includes 15% inflation from the initial estimate. The coil replacement would be done with the above work. |  | 356500
12 | 3 | Anchorage Boney Courthouse | Upgrade 5th Floor HVAC System: Redesign and provide new perimeter heating and air systems including VAV boxes, DDC Controls, branch ductwork, new coils, new piping, insulation, and valves to allow proper control for occupant comfort. DOT/PF has advised that the heating deficiencies at the 5th floor have become more severe, and were not remedied during the 2011 renovations. This estimate is taken from the 2008 DM Planning Document plus 15% inflation. |  | 1200000
13 | 3 | Anchorage Boney Courthouse | Replace Original HVAC Equipment at Mechanical Fan Rooms: Replace deficient air handling units, heat exchangers, glycol makeup system, DDC Controls and other interfacing equipment and construction in the mechanical fan rooms. According to the 2009 report, the equipment is 42 years old, far past its life expectancy, and the components are not functioning efficiently and correctly. The request includes a 15% contingency, 12% design fee & 20% Inflation -2008 thru 2020. |  | 2912900
14 | 3 | Boney Parking Garage | Replace Second Floor Decking: The existing deck coating has failed allowing leakage from the top to the lower level, and causing deterioration of the structural concrete below the coating. |  | 350000
15 | 3 | Snowden Admin. Building | Code Required Structural Upgrades at the Warehouse: Provide new structural support to comply with current seismic code at the warehouse exterior walls. Updated to current costs. |  | 100000
16 | 3 | Anchorage Boney Courthouse | Replace Concrete Walking Surface in Plaza and Sidewalks: Existing concrete is fractured in many place resulting in significant spalling, frost heaves, missing or damaged sealant which in turn causes numerous tripping and safety hazards for the public and staff. The condition of the concrete surface makes it difficult for proper snow removal creating additional seasonal hazards. |  | 250000
6396600

## DOTPF
Department: Transportation & Public Facilities
Updated | 2019-03-20 |  |  | (Formatted to Thousands)
|  |  |  | Project Cost ($00.0) | Running Total ($00.0) | GF Cost ($00.0) | GF Running Total ($00.0)
Dept. | [7 empty] | Location (City) | House District
Priority | Allocation | Project Title | Project Description | [6 empty] | Note
1 | Facilities | Anchorage Aviation HQ - Upgrade Electrical System | Existing electrical system is unsafe in its current configuration. Failure of the transformer could lead to an explosion within the facility. Transformers need to be relocated to outside of building for the safety of its occupants. Configuration does not comply with current electric code. | 520000 | 520000 | 520000 | 520000 | Anchorage | 22
2 | Facilities | Dillingham SEF Maintenance Shop - Replace Roof | Existing roof leaks and lacks adequate insulation. Needs to be replaced to prevent further damage to structure and save heating costs. | 205000 | 725000 | 205000 | 725000 | Dillingham | 37S
3 | Facilities | Kodiak Court Building Roofing Replacement | Roofing has exceeded it's life expectancy and needs replacing | 250000 | 975000 | 250000 | 975000 | Kodiak | 32
4 | Facilities | Sitka ARFF and M&O Siding Replacement | Sitka ARFF and M&O Building siding is corroding and needs to be replaced. Failing overhead doors also need replacement. | 500000 | 1475000 | 200000 | 1175000 | Sitka | 35-R
5 | Facilities | Sitka Airport Lighting Regulator Building - Exterior Repairs | Replace roofing, repair siding, replace corroded exterior electrical switch boxes. | 100000 | 1575000 | 100000 | 1275000 | Sitka | 35-R
6 | Facilities | Seven Mile M&O Shop Trench Drain | Remove and replace existing trench drain. The existing concrete and steel has become extremely corroded and is a tripping hazard in numerous places along the grating. Eventually, it will deteriorate and fail to support equipment. | 50000 | 1625000 | 50000 | 1325000 | Juneau | 34-Q
7 | Facilities | Ketchikan M&O Replace Shop Roof | Ketchikan M&O shop roof leaks. It is an old facility and repairs to the roof will be less effective as the building continues to age. | 80000 | 1705000 | 80000 | 1405000 | Ketchikan | 32P
8 | Facilities | Bethel SEF Maintenance Garage - Replace Roof | Existing roof is very old and lacks insulation. We wish to install a new energy efficient roof to save costly heating fuel. | 235000 | 1940000 | 235000 | 1640000 | Bethel | 38S
9 | Facilities | Anchorage Sign Shop - Replace Roof and Insulation | Replace old leaky roof with new roofing materials and install additional insulation to improve the energy efficiency of this old structure | 275000 | 2215000 | 275000 | 1915000 | Anchorage | 22
10 | Facilities | North Kenai Maintenance Station - Replace Siding | Existing siding is very old and lack insulation. We wish to install new sandwiched foam metal panels to improve the energy efficiency of this structure and save on utility costs | 150000 | 2365000 | 150000 | 2065000 | North Kenai | 29O
11 | Facilities | Anchorage Chemical Storage Building - Roof and Siding Replacement | Existing metal roof and siding have deteriorated and leak. Need to replace with more corrosion resistant finishes. | 200000 | 2565000 | 200000 | 2265000 | Anchorage | 22
12 | Facilities | Kodiak Court - Replace Siding and Windows | Existing siding is deteriorated and leaks, windows are inefficient and allow tremendous heat loss. Upgrade to new thermopane windows and insulated siding to save on utility costs | 325000 | 2890000 | 325000 | 2590000 | Kodiak | 32P
13 | Facilities | Replace/Renovate Diesel Generators and Electrical Distribution at Livengood Station. | Replace existing generators and power distribution with larger updated units. Current generators will not carry full camp load during winter time demands without load shedding actions. Existing power distribution is failing and inadequate. | 500000 | 3390000 | 500000 | 3090000 | Livengood Station | 6C
14 | Facilities | McGrath SREB - Replace Roofing and Siding | Existing roof and siding is very old and lacks insulation. We wish to install a new energy efficient roof and siding to save costly heating fuel. | 250000 | 3640000 | 250000 | 3340000 | McGrath | 37S
15 | Facilities | Illiamna SREB - Replace Roofing and Siding | Existing roof and siding is very old and lacks insulation. We wish to install a new energy efficient roof and siding to save costly heating fuel. | 225000 | 3865000 | 225000 | 3565000 | Illiamna | 37S
16 | Facilities | Renew, Repair, Refurbish Nome Complex Buildings | The current SEF shop and cold storage huts need electrical/lighting upgrades, interior wall improvements for better storage needs, concrete approaches, siding/roofing replacement and/or painting, exterior loading dock replacement, and interior painting. | 200000 | 4065000 | 200000 | 3765000 | Nome Complex | 39T
17 | Facilities | Bethel SRE Building - Replace Roof and Siding | Existing roof and siding is very old and has little insulation, new energy efficient roofing and siding to save costly heating fuel. | 250000 | 4315000 | 250000 | 4015000 | Bethel | 38S
18 | Facilities | Cold Bay Warm Storage - Replace Roof, Siding, and Overhead Doors | Existing roof and siding is deteriorated and leaks, Doors are inefficient and allow tremendous heat loss. Upgrade to new insulated doors and insulated siding to save on utility costs | 250000 | 4565000 | 250000 | 4265000 | Cold Bay | 37S
19 | Facilities | Replace Peger Complex Supply Building Roof | This roof is in poor condition and requires patching several times every year. Add fall protection system anchors. | 325000 | 4890000 | 325000 | 4590000 | Peger Complex Supply Building | 1A
20 | Facilities | Replace Peger Maintenance Building Roof | Replace aging roof that has periodic leaks. Replace the existing roofing material with EPDM and increase the ceiling R-value to R-50 or better. | 520000 | 5410000 | 520000 | 5110000 | Peger Complex | 1A
21 | Facilities | Replace Fairbanks SEF Overhead Crane | Current cranes (2 each 7.5 ton) are over 30 years old, parts are no longer available. Functionality and fine control is deteriorating. | 82000 | 5492000 | 82000 | 5192000 | Fairbanks SEF Shop Building | 1A
22 | Facilities | Replace Siding at Cantwell Station | The existing siding on the shop is an EIFS system that has been damaged in several areas. The siding is coming loose from the substrate and repair would be cost prohibited. The new metal siding would be low maintenance and simpler to repair if necessary. | 250000 | 5742000 | 250000 | 5442000 | Cantwell Station | 6C
23 | Facilities | Update and install backup power throughout the Tazlinal District Maintenance Stations | The back up power generator in Ernestine is a 1964 model diesel unit that is failing and nearly impossible to find parts for. During the winter of FY18 during a major winter event, the camp lost power due to the generator not operating correctly. The unit needs updated to something more modern that can be supported by a vendor. Neither Nelchina or Tazlina camps have backup power, in order to insure that road maintence is possible during all winter events, both camps need back up power installed to support the road maintenance mission. | 1250000 | 6992000 | 100000 | 5542000 | Tazlina Station | 6C | Added 10/9 by JLJ. Need to examine the priority level with other managers however
24 | Facilities | Anchorage Aviation Building - Replace Roof | Roof membrane has surpassed its life expectancy. Leaks and needs replacement | 1200000 | 8192000 | 1200000 | 6742000 | Anchorage | 22
25 | Facilities | Northern Region Asbestos Abatement | The average age of NR buildings is 35 years old. Any building constructed prior to 1981 has Asbestos materials throughout. Mastic was used to secure vinyl flooring and carpeting. Asbestos was prevalent in ceiling tiles drywall board, roofing materials and cement board siding. Testing and abatement need to be prioritized in all older buildings. | 375000 | 8567000 | 375000 | 7117000 | Peger SEF Complex Floors | 1A
26 | Facilities | Central Region - Hazardous Materials Assessment/Abatement | OSHA is requiring assessments of Hazardous Materials in all occupied State facilities constructed prior to 1980. | 375000 | 8942000 | 375000 | 7492000 | Region Wide
27 | Facilities | Yakutat Maintenance Station - Roof Access, Safety Tie-off, and Exterior Siding Repairs | Roof edge access is too high to be utilized and there are no safety tie-offs to permit access. Clerestory windows have leaked since the building was commissioned. Exhaust stack cap blew off and cannot be replaced without safe access. Work would require installation of ladder ways and pathways. | 175000 | 9117000 | 175000 | 7667000 | Yakutat | 32-P
28 | Facilities | Talkeetna SREB - Install New Floor Drain System | Existing Drain system has deteriorated and no longer functions | 75000 | 9192000 | 75000 | 7742000 | Talkeetna | 10E
29 | Facilities | Talkeetna SREB - Replace Boiler and HVAC System | Existing boiler has exceeded its life expectancy. | 120000 | 9312000 | 120000 | 7862000 | Talkeetna | 10E
31 | Facilities | Renew, Repair & Renovate Saint Mary's A/P Complex | Many maintenance issues have been deferred over the years due to lack of district resources and onsite maintenance personnel. Logistics and budget prevented frequent maintenance. Need to replace all t12 lighting in all buildings with LED/ t5/t8 fixtures to improve lighting efficiencies (a total of 33 t12 fixtures). Install lighted exit signs on all required exits, relocate and wire in new fuel tanks, install electric heater in generator module, install new electrical mast at the Town shop, repair leaking SREB roof, clean water holding tank (black inside), fix sewage lagoon fencing, realign sewer drain to lagoon, replace two Plexiglas windows in SEF shop, demolish and dispose of old sand storage shed, general cleanup of complex and in town shop. The SREB bathroom needs to be refurbished. The SEF shop will have water supplied to the shop for a sink and bathroom, and to replace a man-door and the windows. About 2 dozen old fuel tanks ranging in size from 500gal to 10,000gal need to be disposed of too. The NR Regional Roving Crew will be utilized to perform this work. The PCNs on this crew are funded by 100% Capital Receipt Authority. | 200000 | 9512000 | 200000 | 8062000 | Saint Marys A/P | 39T
32 | Facilities | Renew Paint on Western Rural Airport SREBs | Many rural airports in the Western District need to be scraped and repainted to preserve the buildings. This is logistically intensive due to the fly-in only access to the facilities. | 220000 | 9732000 | 220000 | 8282000 | NR Rural Airports - Western District | 6C, 39T, 40T
33 | Facilities | Renew Paint on Interior Rural Airport SREBs | Many rural airports in the Interior District need to be scraped and repainted to preserve the buildings. This is logistically intensive due to the fly-in only access to the facilities. | 220000 | 9952000 | 220000 | 8502000 | NR Rural Airports - Interior District | 6C
34 | Facilities | Gustavus Maintenance Shop - Door Installation | Install 2 new doors in equipment storage area. | 50000 | 10002000 | 50000 | 8552000 | Gustavus | 33-Q
35 | Facilities | Dutch Harbor Storage Facility - Repair Concrete Roof | Roof leaks excessively causing safety concerns with electrical panels. Needs drains (scuppers) installed and new membrane | 350000 | 10352000 | 350000 | 8902000 | Dutch Harbor | 37S
36 | Facilities | Skagway Avalanche Shed - Sectional Door Replacement | Install a new sectional door as the old door has become unserviceable. | 25000 | 10377000 | 25000 | 8927000 | Skagway | 32
37 | Facilities | Palmer Highways/SEF Maintenance Station Seal Roof | Roof has some leaks and needs to be resealed. | 85000 | 10462000 | 85000 | 9012000 | Palmer | 8
38 | Facilities | Ketchikan M&O Replace Doors on Cold Storage Shed | Ketchikan M&O needs new doors on the cold storage shed. The present sliding doors are wearing out and becoming a safety issue. | 80000 | 10542000 | 80000 | 9092000 | Ketchikan | 36R
39 | Facilities | Electrical System Upgrade at Thompson Pass | Original construction electrical system in the Shop and Bunkhouse needs to be upgraded to current electrical code including the diesel generator backup. Although compliant during original construction, significant safety features and a higher level of safety for our employees will result. | 350000 | 10892000 | 350000 | 9442000 | Thompson Pass | 9E
40 | Facilities | Anchorage Aviation Building - Replace Concrete Sidewalk and Stairs | Existing sidewalks and stairs are cracked and have potholes creating hazardous conditions for visiting patrons and employees | 55000 | 10947000 | 55000 | 9497000 | Anchorage | 21K
41 | Facilities | Kodiak Griffin Building - Renovate 1st Floor Office Areas/Restrooms | Substandard leased space without ADA compliance. | 125000 | 11072000 | 125000 | 9622000 | Kodiak | 35
42 | Facilities | Kenai Combined Facility Boiler Replacement | Existing Boiler has exceeded its life expectancy and needs to be replaced. | 50000 | 11122000 | 50000 | 9672000 | Kenai | 30
43 | Facilities | Region Wide (SouthCoast) Lighting Upgrade | Replace inefficient lighting with T8 and LED lighting. | 100000 | 11222000 | 100000 | 9772000 | Region Wide | 32-P, 33-Q, 34-Q, 35-R, 36-R
45 | Facilities | Kodiak Griffin Building - Install Drop Ceiling and New lighting | Ceilings need to be installed to provide more energy efficient lighting and to improve the appearance of the facility. | 97000 | 11319000 | 97000 | 9869000 | Kodiak | 32P
46 | Facilities | Seven Mile SER Complex - Ventilation Improvement | Replace restroom exhaust ventilator to improve indoor air quality. Install new exhaust system for 1st and 2nd floor copy rooms to reduce heat buildup in the building. | 45000 | 11364000 | 45000 | 9914000 | Juneau | 34-Q
47 | Facilities | Replace Tazlina HQ Building Siding | The project will wrap the building with 2 inches of rigid foam (R-Value=10) and install metal siding for a cost efficiency upgrade. This will eliminate future sand blasting and painting by installing a maintenance free exterior with significant fuel oil savings. | 85000 | 11449000 | 85000 | 9999000 | Tazlina | 6C
48 | Facilities | Anchorage Highways Maintenance Building - Install Backup Generator | Building has no back-up power in this mission essential facility. | 120000 | 11569000 | 120000 | 10119000 | Anchorage | 20
49 | Facilities | Soldotna Highway Maintenance Station - Install Back-up Generator | Critical Highway Maintenance Station has no back-up power. This generator will provide the needed redundancy in case of emergency power outage. | 125000 | 11694000 | 125000 | 10244000 | Soldotna | 30O
50 | Facilities | Seven Mile SER Complex -HVAC Major Maintenance and Upgrade | Clean ducts in entire building, rebalance, and repair system for efficient operation and lower operating costs. This project will increase productivity and improve indoor air quality for health/life safety. | 150000 | 11844000 | 150000 | 10394000 | Juneau | 34-Q
51 | Facilities | Region Wide M&O Maintenance Bldg Office Floor Covering Replacement | Floor finishes are wearing out and need replacement before they become a safety hazard. | 85000 | 11929000 | 85000 | 10479000 | Region Wide | 32-P, 33-Q, 34-Q, 35-R, 36-R
52 | Facilities | Kalsin Bay Maintenance Building - Replace Septic and Leach Field | Replace faulty septic and leach field with new code compliant septic and drainage system | 140000 | 12069000 | 140000 | 10619000 | Kalsin Bay | 32P
53 | Facilities | Replace Paxson Bunkhouse | Paxson Maintenance Station has a 60's era trailer that serves as as a bunkhouse. It has been added on to over the years to add living space. It has structural issues and wiring from the 60's that we cannot verify is safe. There is another building that acts as a mechanical room that provides heat to this bunkhouse and another bunkhouse adjacent to it. The project will combine 3 buildings into one usable space with all mechanical room needs within a single building as well. This will save operating costs of 1 building vs 3 separate buildings as well as give our personnel a safe livable environment to work in. | 1000000 | 13069000 | 140000 | 10759000 | Paxson Maintenance Station | 6C | Added 10/9 by JLJ. Need to examine the priority level with other managers however
55 | Facilities | Cold Bay Employee Housing - Seal Concrete Foundations | Foundations leak and need to be sealed to prevent water damage to personal belongings and mold infiltration. | 125000 | 13194000 | 125000 | 10884000 | Cold Bay | 37S
56 | Facilities | Kodiak Courthouse - Install Direct Digital Controls on Heat/cooling system | The installation of digital controls would allow evening setbacks, and better control of both heating and cooling systems. This upgrade would save energy and increase occupant comfort. | 75000 | 13269000 | 75000 | 10959000 | Kodiak | 32P
57 | Facilities | Kodiak Regional Office - Install new Direct Digital Controls | The installation of digital controls would allow evening setbacks, and better control of both heating and cooling systems. This upgrade would save energy and increase occupant comfort. | 50000 | 13319000 | 50000 | 11009000 | Kodiak | 32P
58 | Facilities | Anchorage Annex - Install AC | Building lacks any cooling capability, needs AC to allow additional cooling for occupant comfort | 140000 | 13459000 | 140000 | 11149000 | Anchorage | 22
59 | Facilities | Repair & Renew Security Fence/Gates at Peger Road | 3,700 feet of the existing security fence fabric and posts are in poor shape. Original complex fence has posts that are bent, broken, or missing. In places the fence fabric is damaged and some of the gates need replacement. | 94600 | 13553600 | 94600 | 11243600 | Peger Complex | 1A
60 | Facilities | Renovate Tazlina SEF Steel Storage Rack | Install a roof over the Tazlina S.E.F. steel storage rack. The rack is uncovered and leads to problems with rusty metal, causing project time to run longer because extensive cleaning is necessary. The roof would reduce wasted labor time, ease of finding inventory, and less loss of product. These issues would disappear with a cover over their steel rack. | 47000 | 13600600 | 47000 | 11290600 | Tazlina Station | 6C
61 | Facilities | North Kenai Maintenance Station - Install Electronic Security Gate | Yard is not secure and we have experienced thefts of State Property. | 45000 | 13645600 | 45000 | 11335600 | North Kenai | 30O
62 | Facilities | Renovate Healy Maintenance Station - Hydronic Heat Conversion | Convert shop to more efficient hydronic heat and eliminate multiple hot air furnaces. This project will increase fuel efficiency and reduce maintenance costs. Project requires construction of a new 12'x24' mechanical room separate from the existing shop due to space considerations. The shop cannot afford to lose any more space. | 252000 | 13897600 | 252000 | 11587600 | Healy Station | 6C
63 | Facilities | Region Wide (Central) - Construct Refueling Stations from Concrete | EPA requires fueling activities to be conducted on an impervious surface. Need to install concrete fueling pads | 175000 | 14072600 | 175000 | 11762600 | Region Wide
64 | Facilities | Renew Peger Admin Building Ducts by Cleaning | This maintenance housekeeping item is overdue. Improved HVAC efficiency with reduced dust in the air is expected. | 64000 | 14136600 | 64000 | 11826600 | Peger Complex | 1A
65 | Facilities | Anchorage Communications Building - DDC Upgrades | HVAC systems controls needs upgrade to better heat and cool the facility. Many critical communications system depend on proper cooling in this facility. | 50000 | 14186600 | 50000 | 11876600 | Anchorage | 20
66 | Facilities | Central Region Maintenance Shops/Weigh Stations | Several Shops/Weigh Stations have nonpotable water supply need new wells and/or filtration systems | 425000 | 14611600 | 425000 | 12301600 | Glenn, Potter, Silvertip. | 22, 28
68 | Facilities | Replace Peger Complex Windows | Many of the existing windows are single pane with storm panes and have very low R-values. They have high maintenance wood frames, and worn out operating mechanisms. New windows will have much higher R-value and low maintenance plastic or fiberglass frames. Maintenance building, Tech Services, Supply, Materials, and SEF. | 152000 | 14763600 | 152000 | 12453600 | Peger Complex | 1A
69 | Facilities | Anchorage Annex - Install Parking Lot Lights | Parking Lot has inadequate lighting and is hazardous to public and employees | 40000 | 14803600 | 40000 | 12493600 | Anchorage | 22
70 | Facilities | Replace Rural A/P Building Lighting with LED Lights | Due to the high cost of electricity in rural areas replacing the existing lighting with LED will save 70% on lighting costs. Also the existing metal halide or high pressure sodium lighting have poor color rendering, long warm up and re-strike time and short lifespans relative to LED which reduces maintenance. The end result is better lighting to support operations with electric costs cut more than in half. Payback estimated at seven years which is longer than typical for LED due to rural airport logistical costs. Per A/P cost: $6,000 materials, $2,500 in-house labor, $1,500 travel, per diem & shipping. | 660000 | 15463600 | 660000 | 13153600 | Region Wide | 6C, 39T, 40T
71 | Facilities | Region Wide (Central) - Decommission USTs | Numerous USTs need to be removed from service, tested, excavated or abandoned in place | 300000 | 15763600 | 300000 | 13453600 | Region Wide
72 | Facilities | Renovate - Tazlina Station Sand Storage Building for Salt Storage | Tazlina now has no salt storage, an addition to the existing sand shed would allow M&O better results with snow and ice control. Tazlina is also the district hub and all 6 camps would benefit with the salt storage. Tazlina now struggles with tarps and timbers in an attempt to store salt. A 50X50 addition to the existing sand shed is needed. | 120000 | 15883600 | 120000 | 13573600 | Tazlina Station | 6C
73 | Facilities | Cascade Warm Storage - Replace Siding and Windows | Existing siding is deteriorated and leaks, windows are inefficient and allow tremendous heat loss. Upgrade to new thermopane windows and insulated siding to save on utility costs | 110000 | 15993600 | 110000 | 13683600 | Cascade | 9E
74 | Facilities | Kenai Combined Facility - Remove Asbestos in 2 Restrooms | Restroom require renovation and there is asbestos in the adhesives holding the tile on the walls, all asbestos needs to be abated before work can begin | 25000 | 16018600 | 25000 | 13708600 | Kenai | 30O
75 | Facilities | Adak Maintenance Station - Replace Siding | Existing siding is very corroded and leaks. Siding panels have become loose and can no longer be secured thus creating a hazard to airfileld operations. | 255000 | 16273600 | 255000 | 13963600 | Adak
76 | Facilities | Kodiak Court - Install Drop Ceiling and New Lighting | Install Drop ceiling and lighting in remaining area that did not get previously upgraded | 120000 | 16393600 | 120000 | 14083600 | Kodaik | 32P
77 | Facilities | Aniak Maintenance Shop - Roof Replacement | Roof is extremely old and leaks excessively | 175000 | 16568600 | 175000 | 14258600 | Aniak | 38S
78 | Facilities | Chenega Bay SREB - Construct Crew Shelter | There are no commercial or state lodging available at this remote airport. Provide a suitable shelter for maintenance crews to stay while servicing equipment of facilities. | 37000 | 16605600 | 37000 | 14295600 | Chenega Bay | 32P
79 | Facilities | Anchorage Annex - Replace Water Lines with New Copper Lines | Replace existing corroded iron pipes with copper . | 32000 | 16637600 | 32000 | 14327600 | Anchorage | 22
80 | Facilities | Kodiak Courthouse - Upgrade Ventilation System | Many office areas lack sufficient ventilation for occupant comfort. This upgrade would revamp the existing system to provide additional cooling to other office areas. | 156000 | 16793600 | 156000 | 14483600 | Kodiak | 32P
81 | Facilities | Kodiak Griffin Building - HVAC System Control Upgrade | HVAC system controls needs upgrade to better heat and cool the facility. Many critical communication systems depend on proper cooling in this facility. | 125000 | 16918600 | 125000 | 14608600 | Kodiak | 32P
82 | Facilities | Anchorage Drillers Shop - Replace 18 bifold doors | Existing Bi-fold doors are uninsulated and do not seal properly. We are experiencing tremendous heat loss in the building. | 300000 | 17218600 | 300000 | 14908600 | Anchorage | 22
83 | Facilities | Anchorage Highway Maintenance Station - Abate Asbestos | There is asbestos throughout the facility that needs to be removed. | 125000 | 17343600 | 125000 | 15033600 | Anchorage | 22
84 | Facilities | Palmer Warm Storage - Replace Roofing and Siding | Existing roof and siding is very old and has little insulation, new energy efficient roofing and siding will save lots in utility costs. | 165000 | 17508600 | 165000 | 15198600 | Palmer | 11F
85 | Facilities | Seven Mile SER Complex - 2nd Floor Ceiling Tile Replacement | Replace poor quality ceiling tile for acoustical and lighting improvement. This will increase occupant productivity. | 40000 | 17548600 | 40000 | 15238600 | Juneau | 34-Q
86 | Facilities | Kenai Combined Facility - Repave parking lot | Parking lot has deteriorated and has potholes, cracks and ruts. Needs new asphalt and curbs to provide a safe surface for visitors and employees. | 165000 | 17713600 | 165000 | 15403600 | Kenai | 30O
87 | Facilities | Kodiak Regional Office - Repair Parking Lot | Pave parking area, existing lot is cracked and potholed | 300000 | 18013600 | 300000 | 15703600 | Kodiak | 32P
88 | Facilities | Kodiak SEF Maintenance Shop - Install Security Fence | Install security fence around DOT&PF Complex for safety and security. | 175000 | 18188600 | 175000 | 15878600 | Kodiak | 32P
89 | Facilities | Anchorage Public Safety - Repave Parking Lot | Existing Parking lot has deteriorated and has cracks and pot holes | 520000 | 18708600 | 520000 | 16398600 | Anchorage | 20
90 | Facilities | Tudor Complex - Repave Yard | Existing pavement has deteriorated and become irreparable. Hugh potholes, cracks and crumble asphalt litter the complex. | 1000000 | 19708600 | 1000000 | 17398600 | Anchorage | 22
91 | Facilities | Chenega Bay SREB - Install Restroom with Septic System and Well | This remote SREB needs a restroom with EPA compliant septic system. | 200000 | 19908600 | 200000 | 17598600 | Chenega Bay | 32P
92 | Facilities | Kalsin Bay Maintenance Building - Pave yard around building | Yard is rutted, muddy, and holds water. Need to regrade and pave the yard. | 150000 | 20058600 | 150000 | 17748600 | Kodiak | 32P
93 | Facilities | Kodiak SEF Maintenance Shop - Pave Parking Area | Existing yard is poorly graded, gets extremely muddy, and needs resurfaced. | 182000 | 20240600 | 182000 | 17930600 | Kodiak | 32P
94 | Facilities | Kodiak Airport Equipment Warm Storage - Pave Parking Area | Yard is rutted, muddy, and holds water. Need to regrade and pave the yard. | 150000 | 20390600 | 150000 | 18080600 | Kodiak | 32P
95 | Facilities | Kodiak Regional Office - Renovate 2nd Floor for Leasing | Office building needs to be reconfigured to meet new State Space Standards and Utilization | 80000 | 20470600 | 80000 | 18160600 | Kodiak | 32P
96 | Facilities | Dutch Harbor - Remove Asbestos from Hanger Building | Building contains asbestos and is a hazard to employees entering the facility. Asbestos needs to be removed or contained. | 410000 | 20880600 | 410000 | 18570600 | Dutch harbor | 37S
92 |  |  | FACILITY TOTAL: | 20880600 | 20880600 |  | 18570600
AMHS
1 | AMHS-Tustumena | Stabilizer Fin Maintenance | Perform Vendor recommended service for 30,000 hours. | 0 | 0 | 0 | 0 | Tustumena | Statewide | Remove per Department.
2 | AMHS-Kennicott | Painting and Structure/Car Deck/Structural Fire Protection/Main Deck,, P&S 5/19/2010 -- | In practice, the lower extents of the curtainplate insulation frequently becomes saturated by water. | 20000 | 20000 | 20000 | 20000 | Kennicott | Statewide
3 | AMHS - Leconte | GAUGE REEFER AREA ON CAR DECK | GAUGE AND REPLACE STEEL AS NEEDED BELOW REEFER COMPRESSORS | 25000 | 45000 | 25000 | 45000 | Leconte | Statewide
4 | AMHS - LeConte | Car Deck Coatings | Bead blast car deck down to white steel and recoat with the protective zinc coating. Areas around bulkheads and obstructions will need to be needle gunned to remove rust and paint. | 60000 | 105000 | 60000 | 105000 | Leconte
5 | AMHS - Aurora | Bridge Windows | Remove both clear view (spinner) windows and replace with two heated windows. | 25000 | 130000 | 25000 | 130000 | Leconte | Statewide
6 | AMHS - Aurora | #1 Void Tank ReCoat | clean the main and forward sections of the #1 void to a SSPC SP 11 and coat with 2 coats of Intershield 300 as soon as possible. | 75000 | 205000 | 75000 | 205000 | Leconte | Statewide
7 | AMHS-Fairweather | Mechanical and Electrical Systems/Piping/Salt Water - Corrosion Repairs/Hulls | This section of the Specification describes modifications to the sea water cooling system, bilge system,and sea chests based on the results of the corrosion survey provided. The bi-metallic joints (isolationvalves and flanges) for the fire and deluge pump suctions and for the ship's service diesel generator(SSDG) cooling water suctions on the sea chests are subject to corrosion and erosion. The current overboard check valves for the main engine and SSDG sea water cooling have cast iron bodies whichcorrode and need frequent replacement. Sea chest butterfly valves have corrosion products and evidence of damaged isolation kits. | 24000 | 229000 | 24000 | 229000 | Fairweather | Statewide
8 | AMHS-Lituya | Mechanical and Electrical Systems/Ancillary Machinery/Boiler Return Line Valve/Hold, Fr. 54, Port | Boiler has two return lines but only one has a valve on it. The other return line cannot be isolated so when hydro testing the boiler, the lines are pressurized also. | 1000 | 230000 | 1000 | 230000 | Lituya | Statewide
9 | AMHS - Aurora | Install AC System/Provide Ventilation | Due to possibility of high temperatures in crew staterooms install air conditioning via centrally located chill water coils or provide opening portholes in staterooms. | 100000 | 330000 | 100000 | 330000 | Aurora | Statewide
10 | AMHS - Leconte | Install AC System/Provide Ventilation | Due to possibility of high temperatures in crew staterooms install air conditioning via centrally located chill water coils or provide opening portholes in staterooms. | 100000 | 430000 | 100000 | 430000 | Leconte | Statewide
11 | AMHS - Leconte | WINDLASS AND CAPSTAN SURVEY | REMOVE WINDLASS AND CAPSTAN FROM VESSEL, INSPECT FOUNDATIONS, REBUILD MACHINERY AS NEEDED. | 120000 | 550000 | 120000 | 550000 | Leconte | Statewide
12 | AMHS-Kennicott | Painting and Structure/Windows and Doors/Weathertight Door Replacement | Several exterior doors aboard the ship have been identified as in need of replacement. [The attached list prioritizes the doors needing to be renewed .] [Refer to AMOS Work Item No. 06/014256] Updated 10-14-07 by B. Flory; Bridge wing doors have deteriorated to the extent that there is no longer any bottom to the doors, as it has rusted out. Should add door to the line locker on Foredeck as well. This forward door takes a great deal of salt spray and should be a WT door with a combing and wheel for dogging, or a very well constructed and designed weathertight door with dogs. | 100000 | 650000 | 100000 | 650000 | Kennicott | Statewide
13 | AMHS - Kennicott | Sidedoors & Deck Prep & Paint | The Stbd doors & framing as well as the deck need to be prepped and Painted due to heavy rust and no way to get done by the crew, The Port side doors & framing as well as the deck need to be prepped and painted due to rust and no way to get done by the crew. Paint the bulkhead aft of the doors 2 frames back, as well as the King Posts Up to the cabin deck level. The Car deck indicated in the drawing (attached) need to be done as there is no way for the crew to get them done because of water that leaks in from the hinge decks and the doors being used in and out of ports and the shipyard work. | 60000 | 710000 | 60000 | 710000 | Kennicott | Statewide
14 | AMHS-Matanuska | Painting and Structure/Windows and Doors/Cracks in Blkhd near Windows/Boat Deck, Fr. 55, Starboard | There are several areas of cracks in the bulkhead near windows. These cracks are in the corner of the bulkhead cut out for the windows. These are located primarily on the starboard side and are on the cabin, boat and bridge deck. | 30000 | 740000 | 30000 | 740000 | Matanuska | Statewide
15 | AMHS-Malaspina | Mechanical and Electrical Systems/ Ancillary Machinery/Waste Heat Boilers | System is set up to vent the steam to the bilge, whenever a safety valve is activated, which steams up the engine room. Safetys have been tripped in critical areas which steams up the engine room. ****FY12 data collection team recommend change to priority 2***** | 8000 | 748000 | 8000 | 748000 | Malaspina | Statewide
16 | AMHS Kennicott | Painting and Structure/Tanks and Voids/ECC False Deck Failure/Second Deck, 3-91-2, | Floor of ECC is reported to be failing; hole found under rubberized floor covering, in steel plate. | 35000 | 783000 | 35000 | 783000 |  | Statewide
17 | AMHS-Aurora | Public Spaces /Purser/wheel chair lift | Reverse Door on Wheel chair lift. Need C/E to ensure we get a quote from TK on next visit -- quote | 7500 | 790500 | 7500 | 790500 | Aurora | Statewide
18 | AMHS - Aurora | Deck Drains | Add two deck drains to the forward end of the fly bridge. One port outboard forward and the other starboard outboard forward. A signficant amount of water stands on this fly bridge forward during heavy rains and normal trim conditions. | 50000 | 840500 | 50000 | 840500 | Aurora | Statewide
19 | AMHS-Kennicott | Deck and Safety/Deck Machinery/Bridge Windows Icing | Unable to comply with 33 CFR 164.15 under routine Alaska freezing and below zero weather conditions. Under icing & heavy snow conditions we are unable to provide the conning officer with a sufficient field Extensive icing inside and outside the wheelhouse during recent operations in winter weather. This has been a lifetime of the ship issue and should be addressed in the upcoming CIP. Internal issue could beaddressed with a combination of separating wheelhouse controls from all the staterooms below, and perhaps a system to provide dry supply air to window surfaces. Exterior issue will require addressing with Wynn washer, wiper systems. The washer system freezes in cold weather and perhaps the issue could be resolved by adjustment of the purge cycle? The wiper system is aging- after 10 years usage | 50000 | 890500 | 50000 | 890500 | Kennicott | Statewide
20 | AMHS-Lituya | Mechanical and Electrical Systems/HVAC/Vent Damper/Foc's'le Deck, Fr. 20, Aft side of House | The vent damper on the aft side of the house is corroded and will need to be renewed during the next overhaul. | 10000 | 900500 | 10000 | 900500 | Lituya | Statewide
21 | AMHS - Columbia | Repair Supply Fan Exterior Louvers | Remove and replace in kind corroded exterior supply vent louvers. | 40000 | 940500 | 40000 | 940500 | Columbia | Statewide
22 | AMHS-Tustumena | New Brow Construction | Design and construct new brow for access on and off the ship during low tides when regular passenger gangway is not usable. | 40000 | 980500 | 40000 | 980500 | Tustumena | Statewide
23 | AMHS-Columbia | Mechanical and Electrical Systems/Ancillary Machinery/Refrigeration Receiver | Refer to FY08 Engine Dept SMR No. 15 {work has been deferred; original was from FY07}] The current configuration of two receivers in the port shaft alley make it difficult to switch from one unit to the other. System needs a common receiver to facilitate switching from one compressor to the other. Currently to switch system receiver must be drained and then the coolant is low. | 12000 | 992500 | 12000 | 992500 | Columbia | Statewide
24 | AMHS - Aurora | Solarium Windows | Remove both inboard rows of solarium overhead windows in both solariums. Replace with steel plate. | 50000 | 1042500 | 50000 | 1042500 | Aurora | Statewide
25 | AMHS - Aurora | Sandblast Forward and AFT Masts | Sand Blast, prime and paint both masts. Renew any fittings or shackles that have been worn due to age or rust. | 100000 | 1142500 | 100000 | 1142500 | Aurora | Statewide
26 | AMHS-Kennicott | Chock Replacement | Replace remaining roller chocks on the ship with Stainless Steel Panama chocks | 60000 | 1202500 | 60000 | 1202500 | Kennicott | Statewide
27 | AMHS - Leconte | BOW MOORING PROTECTION BOX | DESIGN AND INSTALL A LINEHANDLER PROTECTION BOX SIMILAR TO THE AURORA | 5000 | 1207500 | 5000 | 1207500 | Leconte | Statewide
28 | AMHS-Lituya | Main Engine and Propulsion/Controls/Main Engine Monitoring/Main deck, 57, Starboard | The vessels crew would like to have the engine monitoring system on the engineers computer which is located in the Engineers workshop. Currently this monitoring system is only on the bridge. This monitoring system is manufactured and installed by Prime Mover Controls of British Columbia. | 10000 | 1217500 | 10000 | 1217500 | Lituya | Statewide
29 | AMHS-Matanuska | Deck and Safety/Communication (lntership)/lJV Circuit Between Wheelhouse & BT | Refer to FY07 Engine SMR No. 13 (dated 5.20.2006). Voice communication with Wheelhouse is by Sound Powered Phone. In an emergency clear voice contact will be vital to safety. The very noisy environment of the B/T space when operating requires an alternative to SP Phones; suggest headset and microphone as in Steering Compartment. | 15000 | 1232500 | 15000 | 1232500 | Matanuska | Statewide
30 | AMHS-Matanuska | Painting and Structure/Superstructure and Weather Decks/Bridge Weather Decks | The Bridge deck non skid is due for renewal. During the CIP in Portland, Bay Decking put in a proposal to do the repair | 50000 | 1282500 | 50000 | 1282500 | Matanuska | Statewide
31 | AMHS-Tustumena | Passenger Staterooms/Joinery/Passenger Cabins /Promenade Deck, Deck 5, P&S | Several of the passenger cabin bathrooms have cracked bulkheads that either need to be repaired or | 20000 | 1302500 | 20000 | 1302500 | Tustumena | Statewide
32 | AMHS-Kennicott | Deck and Safety/Deck Machinery/Foredeck Chock Gratings/Boat Deck | Steel gratings which enclose the bulkhead openings where line chocks penetrate are exposed to severest weather, and require CONSTANT maintenance to prevent rust bleeding onto foredeck. Due to location and route exposed nature, crew is unable to maintain these while on the run . Bleeding rust is an eyesore on the foredeck. Bow lookout platform is also problematic, and replacing grating would ease deck maintenance burden. | 10000 | 1312500 | 10000 | 1312500 | Kennicott | Statewide
33 | AMHS-Kennicott | Mechanical and Electrical Systems/Piping/ Fuel Oil Transfer Pump | In the original Wartsila design, there should be an auto pump out system, where fuel is pumped back to the settler tank. | 30000 | 1342500 | 30000 | 1342500 | Kennicott | Statewide
34 | AMHS - Leconte | Cashier Station Phone Installation | INSTALL PHONE IN GALLEY. | 1000 | 1343500 | 1000 | 1343500 | Leconte | Statewide
35 | AMHS - Leconte | E-Light Switch Installation | Install switch outside of electrical panel for breakers 1, 2, and 22. | 2500 | 1346000 | 2500 | 1346000 | Leconte | Statewide
36 | AMHS- Malaspina | Engineers Head Deck | Tile on deck of engineers head has failed and has been removed. Need new PRC deck coating installed | 12000 | 1358000 | 12000 | 1358000 | Malaspina | Statewide
37 | AMHS-Kennicott | Mechanical and Electrical Systems/HVAC/Roomettes Air Supply/Sun Deck, | Inadequate air supply to the roomettes. Refer to AMOS Work Item No. 06/013425. During CIP in 2004, the HVAC system was balanced and several structural deficiencies were found in this system. The ducting needs to be modified . (Portside frame #76 - Sundeck there is a section of the main duct run that has many elbows that is causing restrictions; Room 8-72-3 Branch line to box needs to be redone. | 50000 | 1408000 | 50000 | 1408000 | Kennicott | Statewide
38 | AMHS - Leconte | Reefer Flat Steel | Scale, Gauge, and renew pitted steel in way of units. Provide condensate runoff path to preserve new steel. | 35000 | 1443000 | 35000 | 1443000 | Leconte | Statewide
39 | AMHS - Kennicott | Galley Deck | Repair tiles in galley area and reseal the entire deck area | 30000 | 1473000 | 30000 | 1473000 | Kennicott | Statewide
40 | AMHS - Kennicott | Deck Sockets | Add 7 flush deck cloverleaf sockets to aft car deck to provide safe vehicle tie down locations in inclement weather. | 65000 | 1538000 | 65000 | 1538000 | Kennicott | Statewide
41 | AMHS - Kennicott | Curtian Plate Steel | Provide UT shots of steel where shell plate meets car deck to ascertian deterioration and replace as needed. Area is difficult to assess due to SOLAS SFP and cladding. | 83000 | 1621000 | 83000 | 1621000 | Kennicott | Statewide
42 | AMHS - Matanuska | Replace Galley Ovens | Install on hand Lang ovens to replace failing units in place. Requires SS wash down sink reposition | 28000 | 1649000 | 28000 | 1649000 | Matanuska | Statewide
43 | AMHS - Columbia | Shaft Alley Deck Plates | Install new deck plates and supports to repalce deteriorating pieces in place | 45000 | 1694000 | 45000 | 1694000 | Columbia | Statewide
44 | AMHS - Columbia | Boiler Burner and Controls | Replace OFB burner nad controls as both are antiquated and parts are in short supply nationally. | 160000 | 1854000 | 160000 | 1854000 | Columbia | Statewide
44 |  |  | Total Vessel DM | 1854000
TERMINAL PROJECTS
1 | AMHS-Haines Terminal | Bathroom Rehab/door replacement | Bathroom Rehab/door replacement | 125000 | 1979000 | 125000 | 1979000 | Haines | 33Q
2 | AMHS-Sitka Terminal | Replace Exterior Doors | Replace Exterior Doors | 2500 | 1981500 | 2500 | 1981500 | Sitka | 35R
3 | Ketchikan- Terminal | Door Replacement | Door Replacement | 50000 | 2031500 | 50000 | 2031500 | Ketchikan | 36R
4 | Cordova-Terminal | Replace Exterior Doors | Replace Exterior Doors | 30000 | 2061500 | 30000 | 2061500 | Cordova | 32P
5 | Homer- Terminal | Repair Building Exterior | Repair Building Exterior | 150000 | 2211500 | 150000 | 2211500 | Homer | 32P
6 | Auke Bay- Terminal | Ticket Window & Bathrooms & Roof Refurb. | Renovate Ticket Window & Bathrooms & Roof Refurb. | 650000 | 2861500 | 650000 | 2861500 | Juneau | 34Q
7 | Ketchikan-Terminal | Heating Central Upgrade | Heating Central Upgrade | 195000 | 3056500 | 195000 | 3056500 | Ketchikan | 36R
8 | Ketchikan - Terminal | Main Berth | Pedestrian Walkway Upgrade | 10000 | 3066500 | 10000 | 3066500 | Ketchikan | 36R
8 |  |  | Total Terminal Facility DM | 1212500 | 1212500
51 |  |  | Total AMHS | 3066500 | 3066500
Aviation
1 | Aviation | Interior Airport Lighting Repairs | Repair aging airfield lighting at four Airports – Kaltag, Bettles, Koyukuk and Huslia | 85000 | 85000 |  |  |  | 39-T, 40-T | NR | Interior Aviation
1 | Aviation | Interior Airport Brush Cutting | This project will consist of performing clearing work at bettles, Koyukuk, and huslia. These funds will be combined with other AIP Obstruction Removal Funding. | 350000 | 435000 |  |  |  | 39-T, 40-T | NR | Interior Aviation
1 | Aviation | Shageluk Airport Access Road Erosion Repair | Innoko River is encroaching on the Airport Access Road at Shageluk. Repair portions of the existing embankment and install erosion protection measures. | 500000 | 935000 |  |  |  | 37-S | NR | Western
1 | Aviation | Sleetmute Airport Runway Repair | Repair damage to R/W from differential settlement. | 300000 | 1235000 |  |  | Sleetmute | 37 | CR | Southwest
1 | Aviation | Takotna Runway Repair | Repair damage to R/W from differential settlement. | 600000 | 1835000 |  |  | Takotna | 37 | CR | Southwest
1 | Aviation | Ketchikan Airport Brush cutting | Cut brush on the entire airport | 120000 | 1955000 |  |  | Ketchikan | 1-A | SR | SE
2 | Aviation | Interior Airport Brush Cutting Equipment | After review of existing clearing equipment we are proposing to purchase another piece of clearing equipment. At this time we are reviewing loader mounted clearing attachments which can be used by existing loaders at the airport. This attachment should meet our needs and be more cost effective to ship and the initial purchase price is less than a new piece of specialized clearing equipment. | 100000 | 2055000 |  |  |  | 6-C, 39-T, 40-T | NR | Interior Aviation
2 | Aviation | Southwest District Vegetation Control | Cut and remove vegetation on Airport Property. | 350000 | 2405000 |  |  | Southwest District | 37, 38 | CR | Southwest
2 | Aviation | Peninsula Airport Vegetation Control | Cut and remove vegetation on Airport Property. | 200000 | 2605000 |  |  | Peninsula District | 29, 31 | CR | Peninsula
2 | Aviation | Mat-Su District Vegetation Control | Cut and remove vegetation on Airport Property. | 175000 | 2780000 |  |  |  | 9 | CR
2 | Aviation | Remove Ketchikan float plane dock ramp | Remove dammaged float plane access dock | 100000 | 2880000 |  |  | Ketchikan | 1-A | SR | SE
2 | Aviation | Kake Airport Brush Cutting | Cut brush in and around the RSA | 60000 | 2940000 |  |  | Kake | 5-C | SR | SE
2 | Aviation | Sand Point Airport Fence Repair | Install improved fencing and gate control access | 300000 | 3240000 |  |  | Sand Point | 37-S | SR | AK
2 | Aviation | Larson Bay Airport | Lighting system repairs, Windsock Pole Replacement | 30000 | 3270000 |  |  | Larson Bay | 36-S | SR | AK
2 | Aviation | Nelson Lagoon Airport Grading | Grade and compact the runway | 45000 | 3315000 |  |  | Nelson Lagoon | 38-S | SR | AK
| Aviation | Rural Airports - Surface Repairs | Shoulder repair, longitudinal cracking in runway, safety areas and ramps at 10 Western airports | 450000 | 3765000 |  |  |  | 37-S, 39-T, 40-T | NR | Western
| Aviation | Interior Airport Brush Cutting | This project will consist of performing clearing work at Rampart, Kaltag, and Birch Creek. | 350000 | 4115000 |  |  |  | 6-C, 39-T | NR | Interior Aviation
| Aviation | Western Rural Airports Resurfacing | Crush, and apply, new surface aggregate for 3 rural airports to include Selawik | 3600000 | 7715000 |  |  |  | 37-S, 39-T, 40-T | NR | Western
| Aviation | Gulkana Airport Access Road and Parking Area Resurfacing | Mill & pave Gulkana Airport access roads and parking areas. | 270000 | 7985000 |  |  |  | 6-C | NR | Tazlina
| Aviation | Tazlina Airport Dust Palliative | Apply dust palliative to Tazlina airport. | 60000 | 8045000 |  |  |  | 6-C | NR | Tazlina
| Aviation | Beaver Airport Resurfacing and lighting repairs | Beaver Airport Resurfacing and lighting repairs. Currently there is No surface course remaining and the light cans are approx. 6"-8" above the surface of the runway. This is now a safety issue at the airport. | 2250000 | 10295000 |  |  |  | 6-C | NR | Interior Aviation
| Aviation | NR Fuel Storage Tank Repair/Replacement | Replace equipment fuel storage tanks at (5) Interior Aviation airports; Birch Creek, Huslia, Kaltag, Allakaket, Stevens, Tanana; and Various Western District Airports in order to burn ultra low sulfur diesel, provide for economical bulk fuel delivery, and store enough fuel onsite to operate snow removal equipment for a normal winter season. Enhance security through fencing and lights to prevent loss of expensive fuel due to theft. . | 300000 | 10595000 |  |  |  | 6-C, 39-T, 40-T | NR | Interior Aviation
| Aviation | Chitina Dust Palliative | Apply dust palliative to existing surface aggregate | 75000 | 10670000 |  |  |  | 6-C | NR | Tazlina
| Aviation | Airport stockpiles | Provide D-1 aggregate stockpiles at various airports needing attention: include Noorvik, Kobuk, Deering, St Mary's, Marshall, Elim and other airports as needed. | 150000 | 10820000
| Aviation | Fuel Storage Tank Upgrades | Replace 26 aging combination heating/equipment fuel storage tanks at various rural Western airports | 1560000 | 12380000 |  |  |  | 37-S, 39-T, 40-T | NR | Western
| Aviation | Western Airport Brush-Cutting | Brush cutting at various Western airports – to improve aviation safety: airports needing attention include Shungnak, Kiana, Selawik, Noatak, Dahl Creek, St. Marys, Nunam Iqua, Emmonak, and Kobuk. | 40000 | 12420000 |  |  |  | 39-T, 40-T | NR | Western
| Aviation | Western Airport signage replacement-including windsocks | Replace fading and damaged airport signs at Holy Cross and other Western District Airports | 40000 | 12460000 |  |  |  | 37-S | NR | Western
| Aviation | Interior Airports Compactor | Purchase compactor attachment for three Interior AIP graders Birch creek, Hughes, and Ruby | 175000 | 12635000 |  |  |  | 6-C, 39-T, 40-T | NR | Interior Aviation
| Aviation | Install Thaw Pipes | At Valdez Airport install thaw pipes in 3 culverts | 10000 | 12645000 |  |  |  | 9-E | NR | Valdez
| Aviation | Noorvik Lighting Repairs | This project will consist of performing a lighting system check and replacement of or repair of existing Lights. | 1200000 | 13845000
| Aviation | Selawik Lighting Repairs | This project will consist of performing a lighting system check and replacement of or repair of existing Lights. | 1200000 | 15045000
| Aviation | Snow Fence Repairs | Plan, purchase materials, and do snow fence repairs at Wales Airport | 125000 | 15170000 |  |  |  | 39-T | NR | Western
| Aviation | NR Windsock Tower Repairs/ Replacement | This project will consist of performing repairs or replacing damaged windsock towers within the Northern Region. | 350000 | 15520000 |  |  |  | 37-S, 39-T, 40-T | NR | Western
| Aviation | Dispose of old fuel tanks at St Marys airport gravel pit | Dispose of several fuel tanks located at St. Mary's Airport | 75000 | 15595000 |  |  |  | 39-T | NR | Western
| Aviation | McCarthy Airport Tie-down replacement | Rebuild tie-down area and install new tie-downs | 65000 | 15660000 |  |  |  | 6-C | NR | Tazlina
| Aviation | Chistochina Airport Tie-down Replacement | Rebuild tie-down area and install new tie-downs | 50000 | 15710000 |  |  |  | 6-C | NR | Tazlina
| Aviation | Interior District Fuel System upgrades | Fuel storage upgrades to facilitate delivery of ULSD | 135000 | 15845000 |  |  |  | 6-C, 39-T, 40-T | NR | Interior Aviation
| Aviation | Nunam Iqua Airport Lighting Replacement | Currently all of the Taxiway Cans and Approx. 80% of the runway cans are jacking out of the ground. This project will consist of performing a full lighting system replacement and plans to reuse some of the existing materials. | 1200000 | 17045000 |  |  |  | 39-T | NR | Western
| Aviation | Tie-Down Maintenance/Installation | This project is for the installation of tie downs for transient aircrafts at several of the following airports: Nome and Nome City Field, Council, White Mountain, Golovin, Teller, Brevig Mission, Wales, Shishmaref, Quartz Creek, Salmon Lake, and Basin Creek. | 50000 | 17095000 |  |  |  | 39-T | NR | Western
| Aviation | Anchorage District Vegetation Control | Cut and remove vegetation on Airport Property. | 125000 | 17220000 |  |  | Anchorage |  | CR | Anchorage
| Aviation | Region-wide Gravel Stockpiles | Provide Surface Course E-1 at Rural Airports for repairs. | 1000000 | 18220000 |  |  | Central Region |  | CR | Region-wide
| Aviation | SW District Fence and Gate Repair | Repair, replace damaged areas of fence; add fencing to increase security and to prevent wildlife incursions; remove, replace or add gates. | 300000 | 18520000 |  |  | Southwest District | 37, 38 | CR | Southwest
| Aviation | Crooked Creek Airport Runway Repair | Repair and grade runway and windsock area. | 100000 | 18620000 |  |  | Crooked Creek | 38 | CR | Southwest
| Aviation | Homer Airport Shoulder Repair | Place asphalt to protect runway and taxiway shoulders. | 100000 | 18720000 |  |  | Peninsula District | 31 | CR | Peninsula
| Aviation | Region-Wide Airport Fence & Gate Repair | Repair, replace damaged areas of fence; add fencing to increase security and to prevent wildlife incursions; remove, replace or add gates. | 300000 | 19020000 |  |  | Central Region |  | CR | Region-wide
| Aviation | Peninsula Airport Tie Down Improvement | Install tie down points at general aviation ramps to improve security of parked aircraft. | 30000 | 19050000 |  |  | Peninsula District | 29, 30 | CR | Peninsula
| Aviation | Peninsula Airport Dust Palliative | Apply dust pallative to control dust and harden the runway surface. | 150000 | 19200000 |  |  | Peninsula District | 29, 31, 32 | CR | Peninsula
| Aviation | Chuathbaluk Airport Access Road Repair | Rehabilitate airport access road. | 300000 | 19500000 |  |  | Chuathbaluk | 38 | CR | Southwest
| Aviation | Region-wide Lighting Repairs | This project will consist of performing a lighting system check and replacement of or repair of existing Lights. | 350000 | 19850000 |  |  | Central Region |  | CR | Region-wide
| Aviation | Region-wide Pavement Markings | Plan, puchase, and install markings to paved airports. | 350000 | 20200000 |  |  | Central Region |  | CR | Region-wide
| Aviation | Region-wide Nav Aid Repairs | Airport Visual Aids - Plan, purchase and install materials to include cones, markers. | 100000 | 20300000 |  |  | Central Region |  | CR | Region-wide
| Aviation | Willow Airport Obstruction Removal | Remove Hill by North South Taxilane. | 300000 | 20600000 |  |  | Central Region |  | CR | Region-wide
| Aviation | Birchwood Gravel Resurfacing | Resurface R/W 2R/20L and T/W's A, E, & G | 160000 | 20760000 |  |  | Central Region |  | CR | Region-wide
| Aviation | Region-wide Crack Sealing | Plan, Ppurchase, and install crack sealant on paved airports to extend pavement life. | 250000 | 21010000 |  |  | Central Region |  | CR | Region-wide
| Aviation | Old Harbor Airport Resurfacing | Replace deteriorated surface course | 200000 | 21210000 |  |  | Old Harbor | 36-S | SR | AK
| Aviation | Port Lions Airport Brush Cutting | Brush cutting | 20000 | 21230000 |  |  | Kodiak | 36-R | SR | AK
| Aviation | S Naknek lighting repairs | Repair lighting system | 250000 | 21480000 |  |  | King Salmon | 37-S | SR | AK
| Aviation | King Salmon airport Crack Seal | Crack seal west, south, east parking apron | 100000 | 21580000 |  |  | King Salmon | 37-S | SR | AK
| Aviation | Unalaska Airport Ramp Repair | Ramp B repair | 3000000 | 24580000 |  |  | Unalaska | 37-S | SR | AK
| Aviation | King Salmon Runway Rehabilitation | Rehabilitate RW 12/30 | 5000000 | 29580000 |  |  | King Salmon | 37-S | SR | AK
| Aviation | Gustavus Airport brush cutting | Brush cutting various areas on airport property | 20000 | 29600000 |  |  | Gustavus | 5-C | SR | SE
| Aviation | Yakutat Apron and Ramp Repair | Mill and pave portion of apron and ramp to take care of bird baths | 200000 | 29800000 |  |  | Yakutat | 5-C | SR | SE
| Aviation | Skagway Airport Brush Cutting | Brush cutting on RSA 2/20 | 25000 | 29825000 |  |  | Skagway | 5-C | SR | SE
| Aviation | Yakutat Airport Brush Cutting | Brush Cutting on RSA 11/29 | 35000 | 29860000 |  |  | Yakutat | 5-C | SR | SE
| Aviation | Hoonah Obstruction Survey RW 6/24 | Obstruction survey runway 6/24 | 100000 | 29960000 |  |  | Hoonah | 5-C | SR | SE
| Aviation | Klawock Airport Brush Cutting | Brush cutting with excavator & hand brushing | 50000 | 30010000 |  |  | Klawock | 5-C | SR | SE
| Aviation | Haines airport brush cutting | Brush cut on airport property | 30000 | 30040000 |  |  | Haines | 5-C | SR | SE
| Aviation | Ketchikan Airport Paving | Pave apron & road from ARFF building to Taxiway | 200000 | 30240000 |  |  | Ketchikan | 1-A | SR | SE
| Aviation | Nelson Lagoon Airport Lighting Repairs | Electrical vault and Transformer replacement | 420000 | 30660000 |  |  | Nelson Lagoon | 38-S | SR | AK
| Aviation | South Naknek Airport Runway Repair | Place material and compact the runway | 2000000 | 32660000 |  |  | South Naknek | 37-S | SR | AK
| Aviation | King Salmon GA Ramp Repair | Rehabilitate GA ramp | 4000000 | 36660000 |  |  | King Salmon | 37-S | SR | AK
| Aviation | Port Lions Airport Surface Repair | Surface contouring and compacting | 75000 | 36735000 |  |  | Kodiak | 36-R | SR | AK
| Aviation | Unalaska Airport Erosion Control | Install core-lock system to prevent erosion along runway | 3000000 | 39735000 |  |  | Unalaska | 37-S | SR | AK
| Aviation | False Pass Airport Windsock Installation | Install windsock and upgrade signage | 30000 | 39765000 |  |  | Cold Bay | 37-S | SR | AK
| Aviation | King Cove Airport Windsock Installation | Install new windsock system | 30000 | 39795000 |  |  | Cold Bay | 37-S | SR | AK
| Aviation | Old Harbor Airport Windsock Replacement | NE Windsock replacement | 30000 | 39825000 |  |  | Old Harbor | 36-S | SR | AK
| Aviation | King Salmon Sign Repair | Relocate and remove signs as recommended by FAA | 50000 | 39875000 |  |  | King Salmon | 37-S | SR | AK
| Aviation | Adak Airport Fence Extension | Extend security fence approximately 700 feet to meet FAA requirement | 150000 | 40025000 |  |  | Adak | 37-S | SR | AK
| Aviation | Cold Bay Airport Fence Repair | Fence and gate repair | 75000 | 40100000 |  |  | Cold Bay | 37-S | SR | AK
| Aviation | Kodiak Aleutian District | Grade and compact runways as needed through out the district | 100000 | 40200000 |  |  | SC |  | SR | AK
| Aviation | Hoonah airport brush cutting | Brush cutting various areas on airport property | 25000 | 40225000 |  |  | Hoonah | 5-C | SR | SE
| Aviation | Port Lions Segmented circle | Install Segmented circle | 75000 | 40300000 |  |  | Port Lions |  | SR | AK
| Aviation | Kake Airport Maintenance Access Gates | Install maintenance access gates in security fence | 250000 | 40550000 |  |  | Kake | 5-C | SR | SE
| Aviation | Hoonah airport security fence | Install airport security fence | 50000 | 40600000 |  |  | Hoonah | 5-C | SR | SE
| Aviation | Skagway Airport Access Gate Replacement | Replace access gate | 35000 | 40635000 |  |  | Skagway | 5-C | SR | SE
| Aviation | Ketchikan Airport Obstruction Survey | Obstruction survey 11/29 | 35000 | 40670000 |  |  | Ketchikan | 1-A | SR | SE
| Aviation | Ketchikan Airport Crack Seal Runway | Crack seal runway 11/29 | 35000 | 40705000 |  |  | Ketchikan | 1-A | SR | SE
| Aviation | Klawock Runway Survey | Runway 2/20 has dips, survey annual movement | 25000 | 40730000 |  |  | Klawock | 5-C | SR | SE
| Aviation | Yakutat Airport OFZ Improvements | Level graound and remove trees and brush from RW 11/29 OFZ | 250000 | 40980000 |  |  | Yakutat | 5-C | SR | SE
| Aviation | Ketchikan Airport aggraget | Crush waste asphalt and concrete to be used on the airport | 80000 | 41060000 |  |  | Ketchikan | 1-A | SR | SE
| Aviation | Yakutat Airport Obstacle Free Zone Improvements | Level ground and remove trees and brush from RW 11/29 OFZ | 250000 | 41310000 |  |  | Yakutat | 5-C | SR | SE
| Aviation | Gustavus Airport Apron Resurface | Resurface aprons with asphalt | 15000 | 41325000 |  |  | Gustavus | 5-C | SR | SE
| Aviation | Yakutat Obstruction Tree Removal 2/20 | Obstruction tree removal 2/20 | 1500000 | 42825000 |  |  | Yakutat | 5-C | SR | SE
| Aviation | King Salmon Sign Repair | Relocate and remove signs as recommended by FAA | 60000 | 42885000 |  |  | King Salmon | 37-S | SR | AK
| Aviation | Unalaska Airport Fence and Gate Repair | Replace worn fencing and install wider gate | 250000 | 43135000 |  |  | Unalaska | 37-S | SR | AK
| Aviation | Karluk Segmented circle | Install Segmented circle | 75000 | 43210000 |  |  | Karluk |  | SR | AK
| Aviation | Gustavus Airport gate improvements | Pour concrete slabs at gates to help keep animals off the airport | 20000 | 43230000 |  |  | Gustavus | 5-C | SR | SE
| Aviation | Sitka Airport Crack Seal Runways 11/29 | Crack Seal Runways 11/29 | 75000 | 43305000 |  |  | Sitka | 2-A | SR | SE
| Aviation | Brush Cutting Gustavus Airport RSA 8/26 | Brush Cutting on RSA 8/26 | 50000 | 43355000 |  |  | Haines | 5-C | SR | SE
| Aviation | Klawock Airport Crack Seal | Crack Seal Runways 2/20 | 20000 | 43375000 |  |  | Klawock | 5-C | SR | SE
| Aviation | Yakutat Airport Segmented Circle Relocation | Relocate segmented circle outside OFZ | 25000 | 43400000 |  |  | Yakutat | 5-C | SR | SE
| Aviation | Adak Airport Pavement Repair | Pavement repair | 5000000 | 48400000 |  |  | Adak | 37-S | SR | AK
| Aviation | Cold Bay Airport ARFF Building Removal | Remove dilapidated/abandoned ARFF building | 1000000 | 49400000 |  |  | Cold Bay | 37-S | SR | AK
| Aviation | Adak Airport Obstruction Removal | Remove abandoned control tower | 1000000 | 50400000 |  |  | Adak | 37-S | SR | AK
| Aviation | Saint Paul Runway and Ramp Crack Seal | Crack seal runway and ramp | 50000 | 50450000 |  |  | Saint Paul | 37-S | SR | AK
| Aviation | Wrangell Airport Apron Fog Seal | Fog seal apron | 220000 | 50670000 |  |  | Wrangell | 2-A | SR | SE
| Aviation | Yakutat Airport Fence | Install contiguous fence around airport movement area | 3000000 | 53670000 |  |  | Yakutat | 5-C | SR | SE
| Aviation | Yakutat Airport RSA Chip Seal | Chip seal 20' around runway 11/29 edge to facilitate snow removal | 500000 | 54170000 |  |  | Yakutat | 5-C | SR | SE
| Aviation | Kake Airport Install hardstand | Install hardstand for heavy jet aircraft | 65000 | 54235000 |  |  | Kake | 5-C | SR | SE
| Aviation | Ketchikan Airport Hardstand Repair | Replace deteriorated hardstands on upper apron | 130000 | 54365000 |  |  | Ketchikan | 1-A | SR | SE
| Aviation | Yakutat Glide Slope Paving | Pave glide slope at end of runway 11 | 200000 | 54565000 |  |  | Yakutat | 5-C | SR | SE
| Aviation | Naknek Airport Lighting Repair | Electrical vault and Transformer replacement | 420000 | 54985000 |  |  | Naknek | 37-S | SR | AK
| Aviation | Cold Bay Airport Electrical Repairs | Repair runway electrical system | 125000 | 55110000 |  |  | Cold Bay | 37-S | SR | AK
| Aviation | King Cove Runway Paving | Pave the runway | 3000000 | 58110000 |  |  | Cold Bay | 37-S | SR | AK
114 |  |  | Total Aviation DM | 58110000
| Bridge | Region-Wide Bridge Repair | Repair deficient bridge decks, railing, and structures to correct deficiencies and prolong life of the bridge. | 500000 | 58610000 |  |  | Central Region |  | CR | Region-wide
| Bridge | Repair deteriorated overcrossings | Replace stairs treads, anchor bolts, and other deteriorated components. | 75000 | 58685000 |  |  | Anchorage |  | CR | Anchorage
| Bridges | Bridge Maintenance | Deck & Bearing Seat Cleaning, Joint Replacement, and drift clearing | 150000 | 58835000 |  |  | Central Region |  | CR | Region-wide
1 | Harbors | Harbor Miantenance | Repair state owned harbors as needed | 100000 | 58935000 |  |  | SR |  | SR | SE
1 | Highways | Region-Wide Guardrail Repair | Re-stock and replace damaged guardrail throughout Dalton district | 300000 | 59235000 |  |  |  | 1-A, 2-A, 3-B, 4-B, 5-C, 6-C, 9-E, 10-E, 32-P, 37-S, 39-T, 40-T | NR | Region
1 | Highways | NR Bridge Maintenance | Cleaning, Joint repair and replacement, guardrail repair and replacement. | 250000 | 59485000 |  |  |  | 1-A, 2-A, 3-B, 4-B, 5-C, 6-C, 9-E, 10-E, 32-P, 37-S, 39-T, 40-T | NR | Region
1 | Highways | Region-wide Brushcutting | Brush cutting and vegetative management (including IVMP) within the Fairbanks District boundaries. Reduced manpower and equipment require additional funding to meet target LOS. | 450000 | 59935000 |  |  |  | 1-A, 2-A, 3-B, 4-B, 5-C, 6-C, 9-E, 10-E, 32-P, 37-S, 39-T, 40-T | NR | Region
1 | Highways | Western District Pavement Spot Repairs | Spot repair on areas of damaged pavement. Hope to repair various paved roads with crack sealing, double chip applications, and HAP if/when available. | 50000 | 59985000 |  |  | Nome | 39-T | NR | Western
1 | Highways | Fairbanks District Traffic Signal Upgrades, Lighting/ Signal Load Center Upgrades/ Lighting Maintenance | Upgrade Traffic Signals and Traffic Signal/ Lighting Load Centers in Fairbanks District. Upgrade street lighting in Fairbanks to LED technology to increase efficiency and reduce maintenance costs. | 125000 | 60110000 |  |  |  | 1-A, 2-A, 3-B, 4-B, 5-C, 6-C | NR | Fairbanks
1 | Highways | Region-wide Culvert Repair | Repair, replace, or line failing culverts throughout the Region | 1000000 | 61110000 |  |  | Region-wide |  | CR | Region
1 | Highways | Region-Wide Guardrail Repair | Repair/replace damaged guardrail and end terminals throughout the region. | 500000 | 61610000 |  |  | Region-wide |  | CR | Region
1 | Highways | Area-Wide Asphalt Repair | Spot repairs to various paved roads | 250000 | 61860000 |  |  | SE | Various | SR | SE
1 | Highways | Kake Road Brush Cutting | Area wide vegetation management | 30000 | 61890000 |  |  | Kake | 5-C | SR | SE
2 | Highways | Elliott Hwy Resurface | Many sections settled from freeze thaw. A lot of industrial and commercial traffic use this road for Oil Field Support. Reclaim and repave various sections from MP 28-72. | 400000 | 62290000 |  |  | Livengood | 6-C | NR | Dalton
2 | Highways | Western District Calcium Chloride | Place calcium chloride on the Kougarok, Nome-Teller, Nome-Council, St. Mary's & Pitkas Point roads and other most appropriate gravel roads throughout the District to reduce dust and reduce the loss of fines on the road surface. | 200000 | 62490000 |  |  | Nome | 39-T | NR | Western District
2 | Highways | Copper River Hwy Highway Vegetation Management | Cut brush back from road surface and re-establish sight distance MP 0-36 | 50000 | 62540000 |  |  | Cordova |  | NR | Valdez
2 | Highways | Taylor Hwy 42 - 64 | Repair 12 lane miles of road from MP42-64 on the Taylor Hwy. The current PM funding is inadequate to keep up with the deterioration of this section of highway. | 500000 | 63040000 |  |  | Tok | 6-C | NR | Tok
2 | Highways | Fairbanks Area Sign Replacement | Replace local road signs in the District to maintain standard complaince. | 100000 | 63140000 |  |  | Fairbanks | 1-A, 2-A, 3-B, 4-B, 5-C, 6-C | NR | Fairbanks
2 | Highways | Old Rich 0-1 Resurface | Reclaim and pave Old Richardson Highway from Cushman St. to Richardson Hwy. Asphalt is well past its life cycle and in serious need of repair. | 950000 | 64090000 |  |  | Fairbanks | 3-B | NR | Fairbanks
2 | Highways | Old Edgerton Drainage Repairs | Drainage repairs. Clean ditches replace 6 damaged pipes. 0-11.8 | 350000 | 64440000 |  |  | Chitina | 6-C | NR | Tazlina
2 | Highways | Anchorage District Brush Cutting | Perform vegetation control on roads throughout the Anchorage District to improve sight distance at curves and intersections, reduce shading, improve drainage, provide clear zones, and control snow drifting. Work will be performed in compliance with the Department's Integrated Vegetation Managmement Plan. | 300000 | 64740000 |  |  | Anchorage, Girdwood and Silvertip | 27, 28 | CR | Anchorage
2 | Highways | Mat-Su District Vegetation Control | Contract vegetation control along Mat-Su highways to augment existing crew capabilities. | 300000 | 65040000 |  |  | MatSu District | 7, 8, 9, 11 | CR | MATSU
2 | Highways | Peninsula District Brush Cutting | Cut brush in right-of way on roads throoughout the Peninsula District. | 300000 | 65340000 |  |  | Peninsula District | 29, 31 | CR | Peninsula
2 | Highways | Eagle River Loop Asphalt Repair | Mill & Pave 1.885 centerline miles of Eagle River Loop | 1452000 | 66792000 |  |  | Eagle River | 14 | CR | Anchorage
2 | Highways | Haines Highways Brush Cutting | Area wide vegetation management | 90000 | 66882000 |  |  | Haines | 5-C | SR | SE
2 | Highways | Area-wide Crack Seal | Crack seal roads throughout the District | 80000 | 66962000 |  |  | SE |  | SR | SE
| Highways | Tok District Sand Sheds | This project would provide sand storage sheds for Delta and Northway Maintenance Stations. | 1000000 | 67962000 |  |  |  | 6-C, 9-E | NR | Tok
| Highways | Tok District Culvert Maintenance | Clean out debris and repair minor damage to as many as 200 culverts throughout the Tok District. (primary use of the DM funding would be to rent and transport a backhoe capable of performing this work efficiently) | 200000 | 68162000 |  |  |  | 6-C, 9-E | NR | Tok
| Highways | Taylor Highway Gravel Resurfacing 64 - 148 | Place D-1 surface aggregate on the Taylor Highway in various places between MP 67-160 to improve road surface and fix problem areas. The scope of this project would resurface 75 lane miles of road. | 500000 | 68662000 |  |  | Eagle | 6-C | NR | Tok
| Highways | Nome Highways Culvert Repairs | Replace bad Culverts along Nome highways as needed. 8-Teller Hwy culverts & 10-extension on Kougarok Hwy | 71000 | 68733000
| Highways | Denali Hwy Gravel Resurfacing | Resurface gravel road with 6" C-1 modified. Place dust palliative. MP 28-42 | 3340000 | 72073000 |  |  | Paxson | 6-C, 9-E | NR | Tazlina
| Highways | Side walk Replacement on Lake Ave. | Replace detreating sidewalks on Lake Ave in Cordova and bring them in to ADA compliance. | 2000000 | 74073000 |  |  | Cordova | 32-P | NR | Valdez
| Highways | Circle Hot Springs Road Culvert Replacement | Replace approximately 20 - 24" culverts along this section due to road settlement and damage. | 125000 | 74198000 |  |  | Central | 1-A, 2-A, 3-B, 4-B, 5-C, 6-C | NR | Fairbanks
| Highways | Tok Dust Palliative | Place a dust palliative on the Taylor Hwy and local roads throughout the Tok District to reduce dust and reduce the loss of fines on the road surface. | 300000 | 74498000 |  |  | Southfork, O'brien Creek, Eagle | 6-C | NR | Tok
| Highways | Denali Hwy Culvert Repair | Install and replace culverts at multiple locations from MP 60 to 135 | 500000 | 74998000 |  |  | Cantwell | 6-C, 9-E | NR | Denali
| Highways | Repp Rd Resurface | Reclaim and Pave Repp Rd. Aged surface is past its useful life. Maintenance costs are rising with each passing year. | 850000 | 75848000 |  |  | North Pole | 3-B | NR | Fairbanks
| Highways | Denali District Highways Asphalt Surface Repairs | Repair and level areas of rutted and alligatored pavement on the within the Denali District. | 30000 | 75878000 |  |  | Cantwell | 6-C, 9-E, 10-E | NR | Denali
| Highways | Teller Highway Improvements | Replace 2 culverts & raise grade on road for ice & flooding problems. Resurface with modified C-1 or use Fahr crusher MP 16.5-19 | 275000 | 76153000 |  |  | Nome | 39-T | NR | Western
| Highways | Whitshed Rd. Sloughing Investigate | Investigate and decide appropriate engineered fix for sloughing problem at 2.9 and 3.2 mile Whitshed Rd. in Cordova | 250000 | 76403000 |  |  | Cordova | 32-P | NR | Valdez
| Highways | Dalton Hwy Undulation repair | Many areas throughout this section have settled slowing traffic and creating hazardous conditions. MP 37-49 | 150000 | 76553000 |  |  | 7-mile | 6-C | NR | Dalton
| Highways | Dalton Hwy Crack Seal | This will prevent premature failure of pavement. MP 37-49 | 40000 | 76593000 |  |  | 7-mile | 6-C | NR | Dalton
| Highways | Dalton Hwy Highfloat | Grind, level and repave this section of highway which continues to fail causing unsafe driving conditions. MP 156-175 | 1140000 | 77733000 |  |  | Coldfoot | 40-T | NR | Dalton
| Highways | Dalton Hwy Highfloat | Short grade raises and repairs to the high float surface due to subsidence of embankment MP 355-360 | 750000 | 78483000 |  |  | Coldfoot | 40-T | NR | Dalton
| Highways | Dalton Hwy Highfloat | Repair rutting on west side to eliminate ponding. MP 348-349 | 150000 | 78633000 |  |  | Sag River | 40-T | NR | Dalton
| Highways | Dalton Highway Bridge Repairs | Repair/replace bridge decking MP 228.2 Nutirwik Creek, MP 243.6 N Fork Chandalar River, MP 258.9 Trevor Creek, MP 265.4 Roche Mountonee Creek, MP 267.7 Holden Creek | 200000 | 78833000 |  |  | Coldfoot | 40-T | NR | Dalton
| Highways | Dan Creek Bridge Repairs | Replace sub-deck and surface on Dan Creek Bridge | 350000 | 79183000 |  |  | livengood | 6-C | NR | Dalton
| Highways | FT Hamlin Hills Creek Bridge | Replace wooden deck to preserve sub deck and eliminate hazards from rotten planks MP 72.6 | 60000 | 79243000 |  |  | 7-mile | 6-C | NR | Dalton
| Highways | Elliott Hwy Culvert Repair | Install and replace buried and failed culverts at multiple locations from MP 72 to MP 159 (Manley) | 200000 | 79443000 |  |  | livengood | 6-C | NR | Dalton
| Highways | Dalton Highway Culverts Repair/Replacement | Repair or replace existing culverts that have failed or are damaged. MP 289-355 | 180000 | 79623000 |  |  | Sag River | 40-T | NR | Dalton
| Highways | Dalton Highway Culvert Repair | Repair or replace existing culverts that have failed or are damaged. 100-156 | 120000 | 79743000 |  |  | Jim River | 6-C | NR | Dalton
| Highways | Dalton Highway Culvert Repair/Replace | Replace 10' diameter fish passage culvert because the bottom has rotted out. MP 210 | 600000 | 80343000 |  |  | Chandalar | 40-T | NR | Dalton
| Highways | Dalton Highway Culverts Repair/replacement | Repair or replace existing culverts that have failed or are damaged. MP 209-284 | 250000 | 80593000 |  |  | Chandalar | 40-T | NR | Dalton
| Highways | Dalton Highway Culverts Repair/Replacement | Repair or replace existing culverts that have failed or are damaged. MP 156-175 | 120000 | 80713000 |  |  | Jim River | 6-C | NR | Dalton
| Highways | Dalton Highway Culvert Repair | Repair or replace existing culverts that have failed or are damaged. MP 28-99.6 | 120000 | 80833000 |  |  | livengood | 6-C | NR | Dalton
| Highways | Dalton Hwy Install and Replace | Install and replace at multiple locations from MP 0 to MP 9 | 5000000 | 85833000 |  |  | livengood | 6-C | NR | Dalton
| Highways | Dalton Hwy Install and Replace | Install and replace at multiple locations from MP 9 to MP 20 | 5000000 | 90833000 |  |  | livengood | 6-C | NR | Dalton
| Highways | Dalton Hwy Install and Replace | Install and replace at multiple locations from MP 20 to MP 28 | 5000000 | 95833000 |  |  | livengood | 6-C | NR | Dalton
| Highways | Dalton Hwy Drainage | Reestablish ditches and repair embankment failure caused by saturated ditch lines MP 112-113 | 450000 | 96283000 |  |  | Coldfoot | 40-T | NR | Dalton
| Highways | Dalton Hwy Shoulder Repair | The shoulder is slipping away from the road. Benching the shoulder , filling and compacting will stabilize the embankment and prevent roadway driving surface failures. MP 37-38 Dalton Highway | 300000 | 96583000 |  |  | Jim River | 6-C | NR | Dalton
| Highways | Dalton Hwy Shoulder Repair | Repair shoulder separation and cracking MP 159-171 | 800000 | 97383000 |  |  | Sag River | 40-T | NR | Dalton
| Highways | Dalton Highway Shoulder Repair | Repair shoulder separation and cracking MP 335-338 | 220000 | 97603000 |  |  | Sag River | 40-T | NR | Dalton
| Highways | Dalton Highway Shoulder Repair | Repair shoulder separation and cracking MP 355-360 | 260000 | 97863000 |  |  | Sag River | 40-T | NR | Dalton
| Highways | McCarthy Road Ditch Cleaning | Remove debris and reestablish ditches MP 3-59 | 600000 | 98463000 |  |  | 7-mile | 6-C | NR | Dalton
| Highways | Dalton Highway Dust Control | Provide an application of calcium chloride to reduce dust and preserve D-1 surface MP 209-284 | 650000 | 99113000 |  |  | Chandalar | 40-T | NR | Dalton
| Highways | Dalton Highway Dust Control | Apply calcium chloride to reduce dust and preserve D-1 surface Project area 289-334 | 600000 | 99713000 |  |  | Sag River | 40-T | NR | Dalton
| Highways | Dalton Hwy Dust Control | Apply calcium chloride to reduce dust and preserve D-1 surface aggregate MP 362-415 | 600000 | 100313000 |  |  | Deadhorse | 40-T | NR | Dalton
| Highways | Dalton Hwy Frost Heave Repair | Remove and replace poor embankment material and create road embankment drainage to eliminate these hazardous areas. MP 89-90 | 400000 | 100713000 |  |  | 7-mile | 6-C | NR | Dalton
| Highways | Elliott Hwy Calcium Chloride | This will help keep the fines on the new surface and control dust. This will make the road safer and help it hold up longer with less maintenance. MP 72-120 | 460000 | 101173000 |  |  | Livengood | 6-C | NR | Dalton
| Highways | Elliott Hwy, Gravel Resurfacing | This will get a maintainable surface on this road. With a new surface it will hold up better after rain storms. The surface gets very rough and potholed after a small amount of rain. Hoping to resurface worst portions of roadway (approx. 7 miles) from MP 70-103 | 200000 | 101373000 |  |  | Livengood | 6-C | NR | Dalton
| Highways | Elliott Hwy, Gravel Resurfacing and Dust Palliative | This will get a maintainable surface on this road. It is all cobles and rock now. With a new surface it will hold up better after rain storms. The surface gets very rough and potholed after a small amount of rain. We will need the material trucked out on the road. The estimate for trucking is $12,272 MP 137-152. This will help keep the fines on the new surface and control dust. This will make the road safer and help it hold up longer with less maintenance. MP 137-152 | 1650000 | 103023000 |  |  | Manley | 6-C | NR | Dalton
| Highways | Dalton Highway resurface | Place 4" of D-1 gravel surface to replace depleted aggregate surface. This will provide a maintainable surface. Project areas 265-267 and 274-284.4 | 2400000 | 105423000 |  |  | Chandalar | 40-T | NR | Dalton
| Highways | Dalton Hwy road elevation | Elevate Road embankment in sunken areas to provide a maintainable embankment and reduce snow drifting | 1600000 | 107023000 |  |  | Deadhorse | 40-T | NR | Dalton
| Highways | Dalton Hwy Frost heave repair | Remove and replace poor embankment material and create road embankment drainage to eliminate these hazardous areas. MP 110-111 | 500000 | 107523000 |  |  | Jim River | 6-C | NR | Dalton
| Highways | Dalton Highway embankment | Raise grade and re-establish embankment to restore slopes, improve drainage and reduce snow drifting. MP 289-355 | 3200000 | 110723000 |  |  | Sag River | 40-T | NR | Dalton
| Highways | Dalton Hwy Aggregate Stockpile | Provide stockpiles of D-1 and pit run for on-going surface repairs MP 366-415 | 800000 | 111523000 |  |  | Deadhorse | 40-T | NR | Dalton
| Highways | Dalton Hwy Signage | Repair/replace existing signs, delineators and culvert markers. MP 28- 99.6 | 50000 | 111573000 |  |  | 7-mile | 6-C | NR | Dalton
| Highways | Dalton Hwy Signage | Install 1512 delineators (one every 100') over a 27 mile section of highway in high wind areas to help identify roadway shoulders. MP 247 - 274 | 530000 | 112103000 |  |  | Chandalar | 40-T | NR | Dalton
| Highways | Dalton Hwy Signage | Install 3416 delineators (one every 100') from MP 284.5 - 324.8 and 334 - 355 to help identify roadway shoulders. MP 284 - 355 | 1200000 | 113303000 |  |  | Sag River | 40-T | NR | Dalton
| Highways | Dalton Hwy Signage | Upgrade to new style delineators for ease of clearing snow in problem areas approx. 6800 delineators (every 50 feet) MP 355-379 | 1000000 | 114303000 |  |  | Deadhorse | 40-T | NR | Dalton
| Highways | Dalton Hwy Brush Cutting | Cut brush to improve sight distance and reduce snow drifting. MP 289 334 | 60000 | 114363000 |  |  | Sag River | 40-T | NR | Dalton
| Highways | Dalton Hwy Brush Cutting | Cut brush to improve sight distance and reduce snow drifting. MP 156 - 175 | 60000 | 114423000 |  |  | Coldfoot | 40-T | NR | Dalton
| Highways | Dalton Hwy Brush Cutting | Cut brush to improve sight distance and reduce snow drifting. MP 209 - 236 | 80000 | 114503000 |  |  | Chandalar | 40-T | NR | Dalton
| Highways | Elliott Hwy Brush Cutting | This project provides for cutting brush on the Elliott Hwy, from MP 72 to MP 159 (Manley). Brush cutting would be completed to improve sight distance at curves and intersections and to control snow drifting. | 80000 | 114583000 |  |  | Livengood and Manley | 6-C | NR | Dalton
| Highways | Dalton Hwy Brush Cutting | Cut brush to improve sight distance and reduce snow drifting. MP 100 - 156 | 168000 | 114751000 |  |  | Jim River | 6-C | NR | Dalton
| Highways | Dalton Highway Brush Cutting | Cut brush to improve sight distance and reduce snow drifting. MP 28-99.6 | 150000 | 114901000 |  |  | 7-mile | 6-C | NR | Dalton
| Highways | Healy Spur Road Shoulder Rehabilitation | Shoulders outside of fog line are gone and the asphalt is failing along the edges. Reshape with Base Course, repave and stripe. | 200000 | 115101000 |  |  | Healy | 6-C | NR | Denali
| Highways | Healy Spur Shoulder Repair | Repair embankment on the shoulders and repave. | 500000 | 115601000 |  |  | Healy | 6-C | NR | Denali
| Highways | MP 118-121 | Grade raise and install culverts to prevent washout from Nenana river | 2500000 | 118101000 |  |  | Cantwell | 6-C | NR | Denali
| Highways | Aggregate Crushing | Provide Crushed Surface Course at MP 64 to MP 99 and other isolated locations | 1000000 | 119101000 |  |  | Cantwell | 6-C, 9-E | NR | Denali
| Highways | Denali Hwy Ditch Cleaning | Clean and reestablish drainage ditch on the Denali Hwy between MP 60-131 | 250000 | 119351000 |  |  | Cantwell | 6-C, 9-E | NR | Denali
| Highways | Lignite Road Repairs and Chip Seal | Reclaim and apply new asphalt. Existing surface is past its useful life. This will help to reduce annual maintenance costs. | 500000 | 119851000 |  |  | Nenana | 6-C | NR | Denali
| Highways | Lignite Road surface | Lignite Road needs extensive surface repair | 200000 | 120051000 |  |  | Healy | 6-C | NR | Denali
| Highways | Healy Road Repairs | Reclaim existing asphalt surface, reconstruct and widen shoulder for the purpose of improving pedestrian access and safety. | 1000000 | 121051000 |  |  | Nenana | 6-C | NR | Denali
| Highways | Parks Hwy Ditch Cleaning | Clean ditches of winter sand. Rent an Excavator and small Dozer. Load our trucks. MP 183-187 | 60000 | 121111000 |  |  | Nenana | 4-B, 5-C, 6-C | NR | Denali
| Highways | Parks Hwy MP 162-345 | Back slope removal, vegetation removal for sight distance improvement | 300000 | 121411000 |  |  |  | 6-C | NR | Denali
| Highways | Rock Creek Bridge Repairs | Abutments and piling are jacking. MP 24.9 Denali Hwy | 3500000 | 124911000 |  |  | Cantwell | 6-C, 9-E | NR | Denali
| Highways | Old Steese Hwy Culvert Replacement | Replace culverts as needed on the Old Steese Hwy. The road has settled so much that existing culverts are no longer useful. Needed to re-establish drainage. | 200000 | 125111000 |  |  | Fairbanks | 4-B | NR | Fairbanks
| Highways | Mission Road Resurface | Reclaim and Pave Mission Road. Road is well part its useful life and is in need of serious repairs. | 650000 | 125761000 |  |  | North Pole | 3-B | NR | Fairbanks
| Highways | Brock Rd Resurface | Reclaim and Pave Brock Rd. Surface is failing due to age. | 850000 | 126611000 |  |  | North Pole | 3-B | NR | Fairbanks
| Highways | Elliott Hwy Ditch Leveling and Cleaning. | Need to clean and level ditches in various spots from MP 12 to 28 due to permafrost thaw causing standing water along road with no way to drain away from road embankment. | 125000 | 126736000 |  |  | Central | 6-C | NR | Fairbanks
| Highways | Ludecker Rd. Resurface | Reclaim and Pave. Existing chip seal is aged and breaking up. | 200000 | 126936000 |  |  | Fairbanks | 5-C | NR | Fairbanks
| Highways | Steese Hwy Culvert Replacement | Replace approximately 60 - 24" culverts along this section due to road settlement and damage. MP 122 - 155 | 300000 | 127236000 |  |  |  | 1-A, 2-A, 3-B, 4-B, 5-C, 6-C | NR | Fairbanks
| Highways | Old Richardson Hwy Chip Seal | Double Chip seal the Old Richardson Hwy from Stringer Rd to the end of maintenance area, approx. 9,800'. Increased traffic from residents has driven the maintenance costs up. Chipping the surface would eliminate the amount of maintenance currently required and reduce dust control problems. | 400000 | 127636000 |  |  | Fairbanks | 3-B | NR | Fairbanks
| Highways | Fairbanks District Calcium Chloride | Place CaCl on the Steese Hwy and local roads throughout the District to reduce dust and reduce the loss of fines on the road surface. | 150000 | 127786000 |  |  | Fairbanks | 4-B, 6-C | NR | Fairbanks
| Highways | Old Badger Road Resurface | Reclaim and Pave . Existing chip seal is aged and breaking up. | 300000 | 128086000 |  |  | North Pole | 2-A, 3-B | NR | Fairbanks
| Highways | Spinach Creek Rd Surface Rehab | Repair 5,500' of upper Spinach Creek Rd. The RAP and chip surface has failed. Maintenance costs for this section of road are high because of the almost constant attention needed. | 150000 | 128236000 |  |  | Fairbanks | 5-C | NR | Fairbanks
| Highways | Steese Hwy Ditch & Culvert Cleaning | Due to years of manpower and equipment shortages and major fires that caused sediment to fill ditches along this section, major cleaning is need to keep the road from added washouts during spring run off. MP 122 - 149 | 1000000 | 129236000 |  |  | Central | 6-C | NR | Fairbanks
| Highways | Fairbanks Bike Path Surface and Drainage Repairs | Seasonal movement has left many bike paths in the District in serious need of repair to ensure public safety. Drainage needs to be addressed in numerous locations to help stabilize the sub base as well as address ATV damage. Yearly request to be able to maintain at current LOS | 150000 | 129386000 |  |  | Fairbanks | 1-A, 2-A, 3-B, 4-B, 5-C, 6-C | NR | Fairbanks
| Highways | Murphy Dome Rd. Ditch & Culvert Cleaning and Culvert Replacement | Reestablish ditches and clean undamaged culverts. Replace approximately 10 - 24" damaged culverts. MP 8.6 - 15.4 | 120000 | 129506000 |  |  | Central | 4-B | NR | Fairbanks
| Highways | Alberta St. Resurface | Reclaim and Pave. This is a short piece of old chip road that when paved will lessen maintenance cost due to less year round effort to maintain it. | 140000 | 129646000 |  |  | Fairbanks | 6-C | NR | Fairbanks
| Highways | Steese Hwy MP 44-52 Resurface | Reclaim and pave MP 44-52 of the Steese Highway. This short section of the Steese is High Float sandwiched between Asphalt sections. High Float is at the end of its life and in need of repair. | 3500000 | 133146000 |  |  | Montana Creek | 6-C | NR | Fairbanks
| Highways | Grenac Road Reclaim & Pave | Reclaim and Pave road surface. Bad road conditions due to years of deterioration as a result of Grenac being a low priority road. | 225000 | 133371000 |  |  | Fairbanks | 4-B | NR | Fairbanks
| Highways | Munson Slough Rd Resurfacing | Reclaim & Double Chip. Bad road conditions are due to years of no maintenance with no funds to handle such low priority road. | 150000 | 133521000 |  |  | Birch Lake | 6-C | NR | Fairbanks
| Highways | Lost Lake Rd Resurface | Reclaim and Pave Lost Lake Rd. Existing surface is RAP. Crews must expend large amounts of time to maintain this short section of road. | 225000 | 133746000 |  |  | Birch Lake | 5-C | NR | Fairbanks
| Highways | Balch Way Road Resurfacing | Reclaim and Double Chip. Bad road conditions are due to years of minimal maintenance as a result of minimal funding. | 110000 | 133856000 |  |  | Fairbanks | 3-B | NR | Fairbanks
| Highways | Circle Hot Springs Road Ditch & Culvert Cleaning | Clean and reestablish the ditches on the Circle Hot Springs Road in Central, now filling with sloughing mud due to fires in FY05. Erosion has caused silt to fill up the ditches and plug culverts. Includes culvert cleaning. | 450000 | 134306000 |  |  | Central | 6-C | NR | Fairbanks
| Highways | Chena Hot Springs Rd. Ditch & Culvert Cleaning and Leveling | 0 to 25 MP. Due to frost thaw there is numerous sink holes and uneven ditches along this section requiring the need to reestablish proper drainage. | 100000 | 134406000 |  |  | Central | 6-C | NR | Fairbanks
| Highways | Henderson Rd Resurfacing | Resurface the upper portion of Henderson Rd by applying D1, installation of 4 culverts, and adding CaCl to the road surface for dust control. | 85000 | 134491000 |  |  | Fairbanks | 6-C | NR | Fairbanks
| Highways | Circle Hot Springs Resurface | Resurface Circle Hot Springs road in Central. Place CaCl to minimize surface aggregate loss. | 700000 | 135191000 |  |  | Central | 6-C | NR | Fairbanks
| Highways | Fairbanks Creek Resurface (mining road) | Reshape and put a 2" minus cover coat on road. Install culverts as needed. This road is a low priority so little to no maintenance has led to falling into poor conditions. | 750000 | 135941000 |  |  | Fairbanks | 6-C | NR | Fairbanks
| Highways | Eagle Creek road repairs | Mining road repairs including, brush cutting, culvert replacement, reestablish drainage ditches and application of surface material | 50000 | 135991000 |  |  | Montana Creek | 6-C | NR | Fairbanks
| Highways | Faith Creek Road repairs | Mining road repairs including, brush cutting, culvert replacement, reestablish drainage ditches and application of surface material | 150000 | 136141000 |  |  | Montana Creek | 6-C | NR | Fairbanks
| Highways | Peger Rd. Privacy/ Sound Fence Repair | Peger Rd Privacy fence is in need of maintenance due to many years in service and no maintenance efforts. Vehicle strikes and vandalization have left the facility in disrepair. | 200000 | 136341000 |  |  | Fairbanks | 1-A, 5-C | NR | Fairbanks
| Highways | Richardson Hwy Fence Repair | Repair fence along the Richardson Hwy between Eielson AFB and Fairbanks. Fence in various stages of disrepair due to years of inattention. | 100000 | 136441000 |  |  | Fairbanks | 1-A, 2-A,5-C | NR | Fairbanks
| Highways | Fairbanks Area Core Roads Curb/ Gutter Repair and Drop Inlet Repair | Replace broken drop inlets, repair damage to bull nose/curb areas on Airport Way/Access, University Ave, Mitchell Expressway, Steese Expressway, College Rd, Peger Rd & Geist etc. (Class 1-2 Routes) | 200000 | 136641000 |  |  | Fairbanks | 1-A, 2-A,5-C | NR | Fairbanks
| Highways | Fairbanks Area Culvert Replacement | Replace culverts on lower priority roads that have subsided and no longer pass water. Replacing these culverts will improve roadside drainage and will reduce maintenance by eliminating standing water adjacent to the roadway. | 1200000 | 137841000 |  |  | Fairbanks | 1-A, 2-A, 3-B, 4-B, 5-C, 6-C | NR | Fairbanks
| Highways | Fairbanks Area Roads Culvert Marking | Replace/repair missing carsonite markers to aid in locating culverts for thawing or cleaning. Replace broken wood or metal markers due to safety concerns (for brush cutting). | 50000 | 137891000 |  |  | Fairbanks | 1-A, 2-A, 3-B, 4-B, 5-C, 6-C | NR | Fairbanks
| Highways | Fence Repair Mitchell Exp. | Fence post along this section have jacked out of the ground and the fence is falling over. Need to reestablish fence to keep access control | 100000 | 137991000 |  |  | Fairbanks | 1-A, 2-A,5-C | NR | Fairbanks
| Highways | Old Steele Creek Rd Spur. Chip seal. | Band & Chip Seal coat this road to extend it's life. Some ditch cleaning included. | 80000 | 138071000 |  |  | Fairbanks | 4-B | NR | Fairbanks
| Highways | Farmers Loop Ext. Resurface | Reclaim and Pave. Existing pavement is uneven, aged and breaking up. | 300000 | 138371000 |  |  | Fairbanks | 4-B | NR | Fairbanks
| Highways | Tazlina District Asphalt Spot Repairs | Crack seal and band roads throughout the Tazlina District to extend the life of existing pavement and provide a safer driving surface. | 91500 | 138462500 |  |  | Tazlina | 6-C, 9-E | NR | Tazlina
| Highways | Denali Hwy Hard Surface Repairs | Repair deteriorated asphalt MP 0-22 of the Denali hwy. | 120000 | 138582500 |  |  | Paxson | 6-C, 9-E | NR | Tazlina
| Highways | Tazlina Maint. Station Access Road resurface | Resurface district office access Road with hot mix | 175000 | 138757500 |  |  | Tazlina | 6-C, 9-E | NR | Tazlina
| Highways | Old Rich Hwy Bike Path Rehab | Mill and pave bicycle path. MP 101 - 104 . | 300000 | 139057500 |  |  | Tazlina | 6-C, 9-E | NR | Tazlina
| Highways | Nebesna Road Hard Surfacing | high float mile 15-18 of the Nebesna road to reduce annual maintenance blading costs. | 120000 | 139177500 |  |  | Slana | 6-C | NR | Tazlina
| Highways | Copper Center Bike Path Repairs | Patch failed asphalt surface and replace bridge railings on Copper Center bike path | 20000 | 139197500 |  |  | Slana | 6-C, 9-E | NR | Tazlina
| Highways | Glenn Hwy Drainage Improvements | Clean culverts and ditches on the Glenn Hwy from mile 136-172 | 50000 | 139247500 |  |  | Nelchina | 9-E | NR | Tazlina
| Highways | Denali Hwy Ditch Cleaning | Clean and reestablish drainage ditch on the Denali Hwy | 50000 | 139297500 |  |  | Paxson | 6-C, 9-E | NR | Tazlina
| Highways | McCarthy Road Drainage Improvements | Purchase and install culverts, clean and establish ditches along the McCarthy road to give needed drainage to help preserve the road surfacing that was recently applied while we still have the environmental permits in place. | 150000 | 139447500 |  |  | Paxson | 6-C, 9-E | NR | Tazlina
| Highways | Nabesna Road Ditch Cleaning | Clean and reestablish ditches along Nabesna Road, from MP 6-28 | 300000 | 139747500 |  |  | Slana | 6-C | NR | Tazlina
| Highways | Nabesna Road Resurface 2 | Resurface gravel road with C-1 modified MP 25-35 | 250000 | 139997500 |  |  | Slana | 6-C | NR | Tazlina
| Highways | Tazlina District Calcium Chloride | Place calcium chloride on the Denali and McCarthy Hwy and local roads throughout the District to reduce dust and reduce the loss of fines on the road surface. | 75000 | 140072500 |  |  | Paxson and Chitina | 6-C, 9-E | NR | Tazlina
| Highways | Kennicott Road Crushed Gravel surface | Place crushed Gravel surface on newly constructed Road Base. | 275000 | 140347500 |  |  | Chitina | 6-C, 9-E | NR | Tazlina
| Highways | Old Edgerton MP 0-4 gravel resurface | Replace missing/deteriorated crushed gravel surface on 0-4 mile Old Edgerton Hwy | 50000 | 140397500 |  |  | Chitina | 6-C, 9-E | NR | Tazlina
| Highways | Nabesna Road Resurface | Resurface gravel road with C-1 modified MP 16-25. | 200000 | 140597500 |  |  | Slana | 6-C | NR | Tazlina
| Highways | Brenwick Craig Rd Gravel resurface | Haul and place gravel surface on the Brenwick Craig road MP 1-6 for improved grade ability and an improved driving surface. | 60000 | 140657500 |  |  | Tazlina | 39-T, 6-C | NR | Tazlina
| Highways | Tazlina District Guardrail Repair | Re-stock and replace damaged guardrail through Tazlina district | 81600 | 140739100 |  |  | Tazlina | 6-C, 9-E | NR | Tazlina
| Highways | Tok Cutoff Guardrail Repair | Replace approx. 4000' damaged guardrail on the Tok Cutoff | 250000 | 140989100 |  |  |  | 6-C, 9-E | NR | Tazlina
| Highways | Klutina River Boat Launch Access Improvements | This project would provide for various improvements to the existing boat launch facility on the Klutina River. At high flows the existing boat launch can be difficult to utilize due to the rapid current. This project would improve the launching ramp, protect the riverbank, and create a dead water zone to improve boat launching capabilities. This project was required by the Copper River consent decree. | 100000 | 141089100 |  |  |  | 6-C, 9-E | NR | Tazlina
| Highways | O'Brien Creek Road | Remove old slide and route road to prior location. This was never done and is causing safety and environmental concerns. (MP 2.5) | 150000 | 141239100 |  |  | Chitina | 6-C, 9-E | NR | Tazlina
| Highways | Klutina River Dike Repair | Klutina River dike repair. Replace missing rip rap and armor the scour hole upstream from bridge abutment. | 250000 | 141489100 |  |  |  | 6-C, 9-E | NR | Tazlina
| Highways | Tazlina district ROW encroachment cleanup | Remove district wide encroachments | 200000 | 141689100 |  |  |  | 6-C, 9-E | NR | Tazlina
| Highways | Glenn Hwy Highways Vegetation Management | Cut brush back from road surface and re-establish sight distance MP 118-176 | 150000 | 141839100 |  |  | Nelchina | 9-E | NR | Tazlina
| Highways | Nabesna Rd Vegetative Management | Cut brush mile 0-42 Nabesna Rd | 40000 | 141879100 |  |  | Slana | 6-C | NR | Tazlina
| Highways | Tok Local Roads Hi Float | Resurface and Hi Float high traffic local roads in Tok. This would reduce maintenance costs and eliminate the dust associated with gravel roads. | 300000 | 142179100 |  |  | Tok | 6-C | NR | Tok
| Highways | Tok District Highways Asphalt Surface Repairs | Crack seal and band roads throughout the Tok District to extend the life of existing pavement and provide a safer driving surface. | 350000 | 142529100 |  |  | District | 6-C | NR | Tok
| Highways | High Float resurfacing Quartz Lake Rd. | This project would fix bad areas and resurface large sections of Quartz Lake Rd. in which the road and the high float are failing. The scope of work is leveling and resurfacing approximately .5 miles of Quartz Lake Rd. | 250000 | 142779100 |  |  | Delta | 9-E | NR | Tok
| Highways | Tok District Deep Culvert Replacement | This project would replace 6 culverts that are 15' or deeper in the Tok District. They are too deep or difficult for state forces. | 1500000 | 144279100 |  |  |  | 6-C, 9-E | NR | Tok
| Highways | Tok District Culvert Repair | Replace 30 damaged culverts at various locations throughout the Tok District. These are shallow, small diameter culverts that will be replaced by State workers. Primary use of the Deferred Maint funding would be to rent an excavator. Hi-Float will be applied for the finished surface at these culvert installation sites. | 300000 | 144579100 |  |  |  | 6-C, 9-E | NR | Tok
| Highways | Tok District Guardrail Repair | Re-stock and replace damaged guardrail through Tok district | 200000 | 144779100 |  |  | Tok | 6-C, 9-E | NR | Tok
| Highways | Taylow Highway Unstable Slopes | This project would survey and record the unstable slpoes on the Taylor Hwy from MP 67 to 160. Scouring or other mitigation would occur at a later date. | 200000 | 144979100 |  |  | Eagle | 6-C | NR | Tok
| Highways | Tok District ROW Encroachment Cleanup | Remove encroachments at the Wadsworth location in Tok | 400000 | 145379100 |  |  |  | 6-C, 9-E | NR | Tok
| Highways | Delta Junction Bike path pavement resurface | Resurface bike path. Path has broken pavement, undercut shoulders and breaks at several driveways due to City of Delta street paving projects. MP 265-267 | 200000 | 145579100 |  |  | Delta | 9-E | NR | Tok
| Highways | Johnson River Bridge Repairs | Replace wooden deck with concrete. MP 1380 | 4000000 | 149579100 |  |  |  | 6-C, 9-E | NR | Tok
| Highways | Johnson River, Gerstle River, | Raise portholes and wind braces for higher loads to pass. This will be a major problem during gas line construction. NOTE: Johnson and Gerstle are 24' wide bridges that restrict the 36' wide highway. They should be considered for replacement. | 3500000 | 153079100 |  |  |  | 6-C, 9-E | NR | Tok
| Highways | Dayville Road | Remove large boulders that require breaking and clean up ditch line. | 50000 | 153129100 |  |  | Valdez | 9-E | NR | Valdez
| Highways | Abercrombie Creek Bridge #1204 | Excavate under bridge and reestablish channel flow$100.0 | 500000 | 153629100 |  |  | Valdez |  | NR | Valdez
| Highways | Mineral Creek Loop Rd. | Grind, Grade and Repave MP 0 - 1.8 Mineral Creek Loop Rd. And replace failing culverts | 3000000 | 156629100 |  |  | Valdez | 9-E | NR | Valdez
| Highways | Valdez SidwalkReplacement | Replace / Repair Sidewalks along Egan Dr. and Hazlet, Repair storm Drains | 500000 | 157129100 |  |  | Valdez |  | NR | Valdez
| Highways | Copper River Hwy Highway Vegetation Management | Cut brush back from road surface and re-establish sight distance MP 36-50 | 100000 | 157229100 |  |  | Cordova |  | NR | Valdez
| Highways | Western District Highways Culvert Repairs | Repair or replace existing culverts that have failed or are damaged. (throughout Nome & Western District) | 150000 | 157379100 |  |  |  | 39-T, 40-T | NR | Western
| Highways | Western District Subsidence Damage to Shoulder & In slope Repair | Repair shoulder subsidence, and provide fill, after acquiring necessary environmental permits, from MP 0 - 1 , Kougarok Road | 200000 | 157579100 |  |  | Nome | 39-T | NR | Western
| Highways | Kougarok Road Improvements | Construct 4 parking area turnouts for vehicles to park off of main highway for safety of public & for snow removal. MP 3-13 | 150000 | 157729100 |  |  | Nome | 39-T | NR | Western
| Highways | Glacier Creek Road, MP 8.5-17 | Glacier Creek Road has become a four-wheel drive trail during rainy conditions. Increased mining and exploration activity beyond Rock Creek Mine at MP 8.3 has accelerated the deterioration of the road. Numerous locations along the road have tundra pushing through because of poor drainage and the heavier traffic. | 500000 | 158229100 |  |  | Nome | 39-T | NR | Western
| Highways | Nome Area - Road Surface Repairs | Regrade, conduct surface repairs and place crushed aggregate on various Nome Area Roads | 170000 | 158399100 |  |  | Nome | 39-T | NR | Wetern
| Highways | Paint Marking & Striping | After summer road repairs, re-paint Nome system road pavements for better winter visibility | 75000 | 158474100 |  |  | no | 39-T | NR | Western
| Highways | Nome Area Brush Cutting | This project provides for cutting brush on roads throughout the Nome Area. Brush cutting would be completed to improve sight distance at curves and intersections and to control snow drifting. | 60000 | 158534100 |  |  | Nome | 39-T | NR | Western
| Highways | Shoup Street Chip Seal | Chip Seal MP 0-0.19 | 100000 | 158634100 |  |  | Nome | 39-T | NR | Western
| Highways | Big Hurrah & Snake River Bridge Decking Repairs | Replace decking on Big Hurrah - MP 41 Nome Council Road and Snake River - MP 7, Nome-Teller Road. | 500000 | 159134100 |  |  | Nome | 39-T | NR | Western
| Highways | Western District Highways Guardrail Repairs | Re-stock and replace damaged guardrail through Western district | 25600 | 159159700 |  |  | Nome | 39-T | NR | Western
| Highways | Nome Bike path | Repair large sink holes and repair cracks on the bike path in Nome. | 150000 | 159309700 |  |  | Nome | 39-T | NR | Wesertn
| Highways | Nome Erosion Control | As a result of yearly coastal storm erosion of both the beach line and roadway along the Nome Council Roadway this project would install cost efficient sacrificial sand berms which will help control this erosion. Once these berms have been installed and documented they will be eligible for replacement under FHWA Rules. | 25000 | 159334700 |  |  | Nome | 39-T | NR | Western
| Highways | Western District Signage Repair/ Replacements | Nome roads signage replacement/maintenance-including culvert markers and road delineators. Replace with already purchased signs. | 40000 | 159374700 |  |  | Nome | 39-T | NR | Western
| Highways | Nome Sand storage | Move sand storage from Airport property to SEF complex | 200000 | 159574700 |  |  | Nome | 39-T | NR | Western
| Highways | Church Road Asphalt Repair | Mill and pave Church Road MP 0 to 4.118 | 600000 | 160174700 |  |  | Wasilla | 9 | CR | MATSU
| Highways | Anchor Point Rd. (aka Beach Rd.) - Mile 0.0 to 1.2 Repair | Grind and pave Mile 0.0 to 1.2, both lanes; minor sub-grade work. Center Line Miles 1.2 - Width 24' | 1080000 | 161254700 |  |  | Homer | 31 | CR | Peninsula
| Highways | N. Eagle River Access Road Repair | Mill & pave .619 miles. | 19000 | 161273700 |  |  | Eagle River | 14 | CR | Anchorage
| Highways | Wolverine Road Asphalt Repair | Mill and pave Wolverine Road, MP 0 to 2.5 | 678000 | 161951700 |  |  | Palmer | 11 | CR | MATSU
| Highways | North Fork Road Repair | Mile 3.3 to 8.4: Both lanes, grind and pave. Center Line Miles 5.1 - Width 24' | 2040000 | 163991700 |  |  | Homer | 31 | CR | Peninsula
| Highways | Clark Road Asphalt Repair | Mill and pave Clark Road | 67000 | 164058700 |  |  | Palmer | 11 | CR | MATSU
| Highways | Strawberry Road Repair | Grind and Pave. Culvert replacement at MP .2. Center Line Miles 1.3 - Width 26' | 500000 | 164558700 |  |  | Soldotna | 31 | CR | Peninsula
| Highways | Kachemak Dr. - Mile 0.0 to 3.6 Repair | Mile 0.0 to 3.6: Both lanes, grind and pave. Center Line Miles 3.6 - Width 24' | 3150000 | 167708700 |  |  | Homer | 31 | CR | Peninsula
| Highways | Muldoon Road Asphalt Spot Repair | Intermittent mill & pave from 36th to JBER Gate, 8 lane miles | 2200000 | 169908700 |  |  | Anchorage | 15, 27 | CR | Anchorage
| Highways | Scott Road Asphalt Repair | Mill and pave Scott Road | 215000 | 170123700 |  |  | PALMER | 11 | CR | MATSU
| Highways | Boundary Road Drainage & Pavement | Correct drainage, Mill & Pave | 875000 | 170998700 |  |  | Anchorage | 15, 16 | CR | Anchorage
| Highways | Long Lake Road Asphalt Repair | Mill and pve Long lake Road | 370000 | 171368700 |  |  | Willow | 6 | CR | MATSU
| Highways | Anchorage Downtown Sidewalk Repair | Replace deteriorated sidewalks in downtown Anchorage on major pedestrian routes. | 100000 | 171468700 |  |  | Anchorage | 18 | CR | Anchorage
| Highways | Post Road - Ship Creek Culvert Replacement | Replace two large failed culverts on Ship Creek under a major industrial access route. | 500000 | 171968700 |  |  | Anchorage | 13 | CR | Anchorage
| Highways | Palmer-Fishhook Road Barrier/Fence Repair | Repair/replace delapidated barriers and fencing on Palmer-FishhookRoad, MP 9-9.3 to current standard. | 150000 | 172118700 |  |  | Palmer | 8 | CR | MATSU
| Highways | Snug Harbor - MP. 1.7 - MP. 3.3 Gravel to Black | MP. 1.7 - MP. 3.3, MP.0 - MP.6, D-1 and pave both lanes. Center Line Miles 2.3 - Width 24' | 837000 | 172955700 |  |  | Quartz Creek | 29 | CR | Peninsula
| Highways | Glenn Highway Barrier/Fence Repair | Repair/replace delapidated barriers and fencing to current standards at MP 47 of the Glenn Highway . | 150000 | 173105700 |  |  | MatSu District | 8 | CR | MATSU
| Highways | Old Seward Spur Repair | Correct drainage, Pulverize & Repave | 3000000 | 176105700 |  |  | Anchorage | 28 | CR | Anchorage
| Highways | Moose Creek Bridge Repair | Install sheet pile to reinforce Moose creek Bridge foundation | 350000 | 176455700 |  |  | Chulitna | 10 | CR | MATSU
| Highways | East Hill Rd. - Mile 0.0 to 2.1 | Mile 0.0 to 2.1: Both lanes, grind and pave with guardrail replacment. Center Line Miles 2.4 - Width 24' | 700000 | 177155700 |  |  | Homer | 31 | CR | Peninsula
| Highways | West Hill Rd. - Mile 0.0 to 0.7 | 24'Mile 0.0 to 0.7, Both lanes, grind and pave. Center Line Miles 2.1 - Width 24' | 350000 | 177505700 |  |  | Homer | 31 | CR | Peninsula
| Highways | Scout Lake | Grind and Pave . Shoulder widening. Center Line Miles 1.36 - Width 22' | 650000 | 178155700 |  |  | Soldotna | 29 | CR | Peninsula
| Highways | West Poppy Lane | Overlay - Center Line Miles 1.65 - Width 28' | 690000 | 178845700 |  |  | Soldotna | 31 | CR | Peninsula
| Highways | Old Sterling Hwy | Mill & Repave. Center Line Miles 8.7 - Width 24' | 2458000 | 181303700 |  |  | Homer | 31 | CR | Peninsula
| Highways | Kachemak Dr. - Mile 0.0 to 3.6 | Mile 0.0 to 3.6: Both lanes, grind and pave. Center Line Miles 3.6 - Width 24' | 3150000 | 184453700 |  |  | Homer | 31 | CR | Peninsula
| Highways | Cannery Road | Overlay - Center Line Miles 1.23 - Width 24' | 492000 | 184945700 |  |  | Soldotan | 31 | CR | Peninsula
| Highways | Halbouty Rd. | Grind and repave Both Lanes. Center Line Miles 2.5 - Width 28'4" | 1073000 | 186018700 |  |  | North Kenai | 31 | CR | Peninsula
| Highways | Kenai Spur Hwy. MP30-39 | Grind and Repave Both Lanes. Center Line Miles 9 - Width 24'28" | 3600000 | 189618700 |  |  | North Kenai | 31 | CR | Peninsula
| Highways | Deep Creek Road | Base coarse, and pave. 1.27 CL miles, 24' wide | 472500 | 190091200 |  |  | Ninilchik | 31 | CR | Peninsula
| Highways | Alta (Starisky) loop | Base coarse, and pave. Center Line Miles 0.6 - Width 24' | 225000 | 190316200 |  |  | Ninilchik | 31 | CR | Peninsula
| Highways | Clam Gulch | Base coarse, and pave. Center Line Miles 0.5 - Width 24' | 200000 | 190516200 |  |  | Ninilchik | 31 | CR | Peninsula
| Highways | Kasilof South Beach Access (North Cohoe) | Pave - Center Line Miles 1.1 - Width 24' | 425000 | 190941200 |  |  | Ninilchik | 31 | CR | Peninsula
| Highways | Web Ramsel | Base, coarse, and pave. Center Line Miles 1.61 - Width 24' | 650000 | 191591200 |  |  | Ninilchik | 31 | CR | Peninsula
| Highways | Airport Ave. | The pavement is over 30 years old, grind and repave both lanes. Center Line Miles 0.7 - Width 28' | 650000 | 192241200 |  |  | Seldovia | 31 | CR | Peninsula
| Highways | Dock St. | The pavement is over 30 years old, grind and repave both lanes. Center Line Miles 0.1 - Width 32' | 150000 | 192391200 |  |  | Seldovia | 31 | CR | Peninsula
| Highways | Main St. | The pavement is over 30 years old, grind and repave both lanes. Center Line Miles 0.3 - Width 28' | 270000 | 192661200 |  |  | Seldovia | 31 | CR | Peninsula
| Highways | Seldovia St. | D-1 and pave both lanes. Center Line Miles 0.1 - Width 28' | 150000 | 192811200 |  |  | Seldovia | 31 | CR | Peninsula
| Highways | Anderson Way | D-1 and pave both lanes. Center Line Miles 0.3 - Width 24' | 270000 | 193081200 |  |  | Seldovia | 31 | CR | Peninsula
| Highways | Jakolof Bay Rd. - MP. 36 - MP. 46 | MP. 36 - MP. 46, Overlay both lanes. Center Line Miles 12.3 - Width 24' | 11070000 | 204151200 |  |  | Seldovia | 31 | CR | Peninsula
| Highways | Fueding Lane | Pave - Center Line Miles 1.96 - Width 24' | 750000 | 204901200 |  |  | Soldotna | 31 | CR | Peninsula
| Highways | Pollard Loop Road | Pave - Center Line Miles 1.54 - Width 23' | 500000 | 205401200 |  |  | Soldotna | 31 | CR | Peninsula
| Highways | Browns Lake Road | Pave - Center Line Miles 2.37 - Width 25' | 840000 | 206241200 |  |  | Soldotna | 31 | CR | Peninsula
| Highways | Rabbit Run Road | Pave - Center Line Miles 0.5 - Width 24' | 175000 | 206416200 |  |  | Soldotna | 31 | CR | Peninsula
| Highways | State Park Road | 26'Pave - Center Line Miles 1 - Width 26' | 350000 | 206766200 |  |  | Soldotna | 31 | CR | Peninsula
| Highways | Owen Street | Pave - Center Line Miles 0.64 - Width 20.5' | 175000 | 206941200 |  |  | Soldotna | 31 | CR | Peninsula
| Highways | Pioneer Access Road | Center Line Miles 0.35 - Width 21' | 125000 | 207066200 |  |  | Soldotna | 31 | CR | Peninsula
| Highways | Rebecca Drive | Pave - Center Line Miles 0.22 - Width 21' | 75000 | 207141200 |  |  | Soldotna | 31 | CR | Peninsula
| Highways | Arc Loop Road | Pave - Center Line Miles 1.95 - Width 24' | 650000 | 207791200 |  |  | Soldotna | 31 | CR | Peninsula
| Highways | Kasilof North Beach Access Road | Grind & Repave - Center Line Miles 1.07 - Width 22' | 350000 | 208141200 |  |  | Soldotna | 31 | CR | Peninsula
| Highways | Funny River Road - MP. 1.8 - MP. 4. | MP. 1.8 - MP. 4.1, D-1 and pave both lanes. Center Line Miles 2.3 - Width 26' | 1350000 | 209491200 |  |  | Soldotna | 31 | CR | Peninsula
| Highways | Quartz Creek rd. & Q.C. rd. east - Mile 0.0 to 2.4 | Mile 0.0 to 2.4: Both lanes, grind and pave at minimum, could use storm drain, curb drain, and guardrail replacment. Center Line Miles 2.2 - Width 24' | 1000000 | 210491200 |  |  | Quartz Creek | 29 | CR | Peninsula
| Highways | Rogers Loop - Mile 0.0 to 3.2 | Mile 0.0 to 3.2: Both lanes, grind and pave, minor culvert replacement. Center Line Miles 0.7 - Width 24' | 400000 | 210891200 |  |  | Homer | 31 | CR | Peninsula
| Highways | Skyline Drive West - Mile 0.0 to 5.0 | 3.2Mile 0.0 to 5.0: Both lanes, grind and pave. Center Line Miles 3.2 - Width 24' | 1600000 | 212491200 |  |  | Homer | 31 | CR | Peninsula
| Highways | Skyline Drive East | Pave - Center Line Miles 5 - Width 24' | 2500000 | 214991200 |  |  | Homer | 31 | CR | Peninsula
| Highways | Bernice Lake Rd. | Center Line Miles 1 - Width 24' | 600000 | 215591200 |  |  | North Kenai | 29 | CR | Peninsula
| Highways | Alexander Rd. | Pave - Center Line Miles 1 - Width 22'-24' | 600000 | 216191200 |  |  | North Kenai | 29 | CR | Peninsula
| Highways | Ross Rd. | Pave - Center Line Miles 0.2 - Width 24' | 75000 | 216266200 |  |  | North Kenai | 29 | CR | Peninsula
| Highways | Windy Rd. | Pave - Center Line Miles 0.1 - Width 24' | 50000 | 216316200 |  |  | North Kenai | 29 | CR | Peninsula
| Highways | Miller Loop Rd. | Add shoulders, grind and repave. Center Line Miles 5.4 - Width 24'6" | 5000000 | 221316200 |  |  | North Kenai | 29 | CR | Peninsula
| Highways | Primrose Rd. | Both lanes, D-1 and pave. Center Line Miles 1 - Width 24' | 450000 | 221766200 |  |  | Crown Point | 29 | CR | Peninsula
| Highways | Exit Glacier Rd. - MP 4.6 (No Name Crk.) | MP 4.6 (No Name Crk.) Both lanes, subgrade rehab and pave. Center Line Miles 0.1 - Width 24' | 75000 | 221841200 |  |  | Crown Point | 29 | CR | Peninsula
| Highways | Exit Glacier Rd. - MP 5 - 5.3 | MP 5 - 5.3 Both lanes, subgrade rehab and pave. Center Line Miles 0.3 - Width 24' | 75000 | 221916200 |  |  | Crown Point | 29 | CR | Peninsula
| Highways | Cohoe loop road - Mile 0 to 9 | Mile 0 to 9, grind and repave. Center Line Miles 9 - Width 24' | 4500000 | 226416200 |  |  | Ninilchik | 31 | CR | Peninsula
| Highways | Region-wide Culvert Repair | Repair, replace, or line failing culverts throughout the Region | 600000 | 227016200 |  |  | Region-wide |  | CR | Region
| Highways | Back Loop Rd Ditch Repair | Ditching Back Loop Rd MP 0-3.9 | 50000 | 227066200 |  |  | Juneau | 3-B | SR | SE
| Highways | Thorne Bay Road Ditch Repair | Finish ditching MP 0-13 | 60000 | 227126200 |  |  | Klawock | 5-C | SR | SE
| Highways | Klondike Hwy Guardrail repairs | Replace guardrail from mile 8 to the boarder | 3000000 | 230126200 |  |  | Skagway | 5-C | SR | SE
| Highways | Area-Wide Asphalt Repair | Spot repairs to various paved roads | 750000 | 230876200 |  |  | SE | Various | SR | SE
| Highways | Angoon - Kootznahoo Highway Brush Cutting | Area wide vegetation management | 20000 | 230896200 |  |  | Angoon | 5-C | SR | SE
| Highways | Klawock Area Wide Brushing | Area wide brush cutting along Hwys. | 80000 | 230976200 |  |  | Klawock | 5-C | SR | SE
| Highways | Juneau Area-wide Vegetation Management | Area wide vegetation management | 70000 | 231046200 |  |  | Juneau | 3-B | SR | SE
| Highways | Hyder Salmon River Road Brush Cutting | Salmon River Road brush cutting MP 0-12.0 | 50000 | 231096200 |  |  | Hyder | 5-C | SR | SE
| Highways | North Tongass Highway Brush Cutting | Cut vegetation MP 0-14 | 20000 | 231116200 |  |  | Ketchikan | 1-A | SR | SE
| Highways | South Tongass Highway Brush Cutting | Cut vegetation MP 2.6-15.5 | 20000 | 231136200 |  |  | Ketchikan | 1-A | SR | SE
| Highways | Skagway Area Wide Brush Cutting | Area wide brush cutting | 20000 | 231156200 |  |  | Skagway | 5-C | SR | SE
| Highways | Skagway Area Wide Brush Cutting | cut brush with an excavator on Hwys in Skagway | 70000 | 231226200 |  |  | Skagway | 5-C | SR | SE
| Highways | Brush cutting AK pen hwy | Cut vegetation on AK Pen Hwy | 30000 | 231256200 |  |  | King Salmon | 37-S | SR | AK
| Highways | Kodiak Area-wide Vegetation Management | Area wide vegetation management | 70000 | 231326200 |  |  | Kodiak | 36-R | SR | AK
| Highways | Anton Larson Road Gravel Surfacing | Gravel lift 3-12 | 4500000 | 235826200 |  |  | Kodiak | 36-R | SR | AK
| Highways | Cold Bay Road Resurfacing | 8.9 center lane miles, 20,000 CY of D-1 | 3600000 | 239426200 |  |  | Cold Bay | 37-S | SR | AK
| Highways | King Salmon Guard rail repair | Repair Guard rail eskimo ck, king salmon ck, paul’s ck bridge | 45000 | 239471200 |  |  | King Salmon | 37-S | SR | AK
| Highways | Kodiak Guardrail repairs | Clean under and repair guardrail on Rezanof Dr. mile points 0 – 13.75, Chiniak Highway mile points 5 – 21.1, 21.1 – 31.8, Pasagshak Rd mile points 0 – 11.9, Monashka Bay Rd mile points 2.4 - 7.2, Otmaloi, Sawmill Circle and Lakeview roads | 150000 | 239621200 |  |  | Kodiak | 36-R | SR | AK
| Highways | Ditch cleaning Otmaloi, Sawmill Circle and Lakeview roads | Ditching Otmaloi, Sawmill Circle and Lakeview roads | 75000 | 239696200 |  |  | Kodiak | 36-R | SR | AK
| Highways | KAK PEN Hwy shoulder maint. | Shoulder gravel mile 1-5 AK pen hwy | 50000 | 239746200 |  |  | King Salmon | 37-S | SR | AK
| Highways | District Wide Bridge Maintain ace | Maintain bridges district wide in accordance with bridge report recommendations | 100000 | 239846200 |  |  | SR |  | SR | AK
| Highways | Sitka Area Vegetation Control | Cut vegetation on Sawmill Creek Road, MP 0 - 7 and Halibut Point Road MP 0 -7. | 20000 | 239866200 |  |  | Sitka | 2-A | SR | SE
| Highways | Klondike hwy escape ramp repairs | cut brush, add ballast, and replace all signs | 250000 | 240116200 |  |  | Skagway | 5-C | SR | SE
| Highways | Sawmill Creek Bridge Deck Repair | Apply surface sealant | 100000 | 240216200 |  |  | Sitka | 2-A | SR | SE
| Highways | Zimovia Highway Ditch Cleaning | MP 1 - 5 | 40000 | 240256200 |  |  | Wrangell | 36-R | SR | SE
| Highways | Haines Hwy 19 & 23 Slide Ditch & Shoulder Work | Clean, clear, and reestablesh ditches and shoulders along the Haines Hwy at the 19 & 23 mile slide areas. | 100000 | 240356200 |  |  | Haines | 5-C | SR | SE
| Highways | Southeast district Area-wide Signal/Street light Upgrade | Replace damaged/worn signals and street lights | 100000 | 240456200 |  |  | SE |  | SR | SE
| Highways | Kodiak area wide paving | Program $100,000 per year for area wide asphalt repairs to the State highway and smaller roads. | 100000 | 240556200 |  |  | Kodiak | 36-R | SR | AK
| Highways | Kodiak Light and Signal maintenance | Replace damaged/worn signals and street lights | 30000 | 240586200 |  |  | Kodiak | 36-R | SR | AK
| Highways | Pile Bay Road Culvert Repair | Culvert replacements | 350000 | 240936200 |  |  | Pile bay | 35-R/36-R | SR | AK
| Highways | Drainage maintenance AK Pen Hwy | Clean culverts on AK Pen Hwy | 75000 | 241011200 |  |  | King Salmon | 37-S | SR | AK
| Highways | Chiniak Highway Ditch Cleaning | MP 21 -27.2 | 60000 | 241071200 |  |  | Kodiak | 36-R | SR | AK
| Highways | Chiniak Highway Gravel Surfacing | Gravel lift 31.5-42 | 5000000 | 246071200 |  |  | Kodiak | 36-R | SR | AK
| Highways | Woman's Mountain Road | Place D1 between mile points 3.9 -10.2 | 150000 | 246221200 |  |  | Kodiak | 36-R | SR | AK
| Highways | Lake View, Sawmill, Otmeloi Way, Abercrombie | Place additional gravel over 1.7 miles of roadway | 750000 | 246971200 |  |  | Kodiak | 36-R | SR | AK
| Highways | King Salmon Gravel Road re-surfacing | Place D-1 king salmon/naknek roads | 150000 | 247121200 |  |  | King Salmon | 37-S | SR | AK
| Highways | Herring Cove Rd Gravel Surfacing | Place D-1 on Herring Cove Rd | 75000 | 247196200 |  |  | Sitka | 2-A | SR | SE
| Highways | Salmon River Road Gravel Surfacing | Place D-1 on Salmon River Road MP 4.5 - 12.0 | 250000 | 247446200 |  |  | Hyder | 5-C | SR | SE
| Highways | Back Loop Pavement Preservation | Apply E-chip preservation surface MP 0 - 4 | 800000 | 248246200 |  |  | Juneau | 3-B | SR | SE
| Highways | Repair dips in Klondike Hwy | Repair dips in Klondike Hwy | 3500000 | 251746200 |  |  | Skagway | 5-C | SR | SE
| Highways | Klondike Hwy Refurbishment | Grind and pave Klondike Hwy | 10000000 | 261746200 |  |  | Skagway | 5-C | SR | SE
| Highways | Skagway area wide guardrail cleaning | clean sand build-up from under guardrails | 75000 | 261821200 |  |  | Skagway | 5-C | SR | SE
| Highways | Juneau shoulder repairs | Remove build up on shoulders of hwys to allow for water to drain off the driving surface throughout Juneau. | 50000 | 261871200 |  |  | Juneau |  | SR | SE
| Highways | Sawmill Creek Rd Ditch Repair | Sawmill Creek MP 1.5-3.8 ditch repair | 35000 | 261906200 |  |  | Sitka | 2-A | SR | SE
| Highways | Channelize slide areas on the Haines Hwy | Channelize slide areas on the Haines Hwy | 100000 | 262006200 |  |  | Haines | 5-C | SR | SE
| Highways | Kodiak area wide erosion Maintenance | Address several spots area wide on the road system where erosion is affecting the highway | 50000 | 262056200 |  |  | Kodiak | 36-R | SR | AK
| Highways | Monashka | Repave 0-4 | 4000000 | 266056200 |  |  | Kodiak | 36-R | SR | AK
| Highways | Benny Benson | Overlay .1 | 100000 | 266156200 |  |  | Kodiak | 36-R | SR | AK
| Highways | Cutoff | Overlay .1 | 100000 | 266256200 |  |  | Kodiak | 36-R | SR | AK
| Highways | Egan Drive Security Fence Replacement/Repair | Cut brush, vegitation and repair or replace the security fence along Egan Drive. | 200000 | 266456200 |  |  | Juneau | 34-Q | SR | SE
| Highways | Southeast District Sign Replacement | Replace damaged/worn signs in Southeast district | 50000 | 266506200 |  |  | SE | 3-B, 1-A, 2-A, 5-C | SR | SE
| Highways | Yakutat Area-Wide Chip Seal | Chip seal Lost River Road and Dangerous River Road MP 0 - 9 | 2000000 | 268506200 |  |  | Yakutat | 5-C | SR | SE
| Highways | Pile Bay Road Rock Fall Mitigation | Rock removal and fall mitigation | 3000000 | 271506200 |  |  | Williamsport | 35-R | SR | AK
| Highways | Egan Drive Bike Path Refurbishment | Refurbish bike path on Egan Drive, Channel Vista to Salmon Creek (MP 2.5 - 3.3) | 500000 | 272006200 |  |  | Juneau | 3-B | SR | SE
| Highways | State Street Refurbishment | Grind and pave MP 0 - 1.3 (Replace #179) | 2000000 | 274006200 |  |  | Skagway | 5-C | SR | SE
| Highways | Gustavus Paving | Paving DOT shop road & Moose Lane | 1500000 | 275506200 |  |  | Gustavus | 5-C | SR | SE
| Highways | Replace damaged signs AK Pen Hwy | Replace damaged signs AK Pen Hwy | 30000 | 275536200 |  |  | King Salmon | 37-S | SR | AK
| Highways | Channelize Sargent Creek | clean out and redirect Sargent Creek back into its original channel | 2000000 | 277536200 |  |  | Kodiak | 36-R | SR | AK
306 |  |  | Total Highways DM | 219426200
|  |  |  | Projects | Backlog
|  |  | Facilities | 92 | 20880600
|  |  | Highways | 306 | 219426200
|  |  | Aviation | 114 | 58110000
|  |  | AMHS | 51 | 3066500
|  |  | TOTAL: | 563 | 301483300

## UA Statewide Svcs
University of Alaska
Updated 10/25/2018 |  |  |  | (Formatted to Thousands)
|  |  |  | Project Cost ($00.0) | Running Total ($00.0) | GF Cost ($00.0) | GF Running Total ($00.0)
Dept. | [7 empty] | Location (City) | House District
Priority | Allocation | Project Title | Project Description
1 | University of Alaska Statewide Services | Butrovich Building Repairs | The Butrovich building was constructed in 1988 and is at a point where many of its building components are reaching their life cycle end. Over the next five to ten years many of the main mechanical systems will come due for replacement or refurbishing. | 300000 | 300000 | 300000 | 300000 | Fairbanks | 5-C
| University of Alaska Statewide Services | Butrovich Building | The Butrovich building was constructed in 1988 and is at a point where many of its building components are reaching their life cycle end. Over the next five to ten years many of the main mechanical systems will come due for replacement or refurbishing. | 1506000 | 1806000 | 1506000 | 1806000 | Fairbanks | 5-C
| University of Alaska Statewide Services | Butrovich Building | In 2010 a lighting study was conducted for the Butrovich Building to evaluate the efficiency and condition of the existing fixtures and controls. Based on the findings of this survey, there were 7 recommendations made to increase the energy efficiency of the building and reduce the operating costs for maintaining the buildings lighting systems. During the summer of 2014, a “Daylight Harvesting” project was completed on the north side of the building to correct issues with an earlier system that had been installed but failed to work properly, which addressed part of one of the recommendations from the report. That project has proven to be successful and is working as designed. This project will complete the rest of the recommendations from the 2010 Study. | 810000 | 2616000 | 810000 | 2616000 | Fairbanks | 5-C
| University of Alaska Statewide Services | Butrovich Building | This project would provide a backup power system for the University’s core network, critical data center and university-wide applications. Critical 24-7 operations such as the Alaska Earthquake Center and Alaska Volcano Observatory also benefit. A properly sized generator would be installed at the Butrovich Building on the Fairbanks campus. The importance of this project is to maintain internet and applications access for the university system in the event of a long power outage. | 1000000 | 3616000 | 1000000 | 3616000 | Fairbanks | 5-C
| University of Alaska Statewide Services | Butrovich Building | This project addresses seismic structural and non-structural deficiencies with the Butrovich Building on the Fairbanks campus. The Butrovich Data Center raised-floor requires seismic bracing. The ability to support 7x24x365 earthquake and volcano operations, research, teaching, and administration functions throughout the university could be severely impacted. | 2262000 | 5878000 | 2262000 | 5878000 | Fairbanks | 5-C
| University of Alaska Statewide Services | Butrovich Building | This project addresses seismic structural and non-structural deficiencies with the Butrovich Building on the Fairbanks campus. A level 2 Structural engineering analysis is needed to also address the I-Beam vulnerabilities .Butrovich was completed before the 1994 Northridge earthquake and requires a retrofit to address subsequently identified seismic vulnerabilities. Two assessments and a full-scale exercise have identified, in a locally large earthquake, significant life-safety issues exist as well as the likelihood of the condemnation of the building due to collapse or severe damage. The ability to support 7x24x365 earthquake and volcano operations, research, teaching, and administration functions throughout the university could be severely impacted. | 400000 | 6278000 | 400000 | 6278000 | Fairbanks | 5-C
| University of Alaska Statewide Services | Butrovich Building | Replacement of the West side retaining wall | 400000 | 6678000 | 400000 | 6678000 | Fairbanks | 5-C
| University of Alaska Statewide Services | Butrovich Building | Replace recessed can lighting fixtures with LEDs in the main | 60000 | 6738000 | 60000 | 6738000 | Fairbanks | 5-C
| University of Alaska Statewide Services | Butrovich Building | Replace back canopy lighting fixtures with LEDs | 5000 | 6743000 | 5000 | 6743000 | Fairbanks | 5-C
| University of Alaska Statewide Services | Butrovich Building | Reconstruct east parking lot, sidewalks, curb and gutter | 564000 | 7307000 | 564000 | 7307000 | Fairbanks | 5-C
| University of Alaska Statewide Services | Butrovich Building | Replace building carpet @ $8 psf | 751500 | 8058500 | 751500 | 8058500 | Fairbanks | 5-C
| University of Alaska Statewide Services | Butrovich Building | Refurbish Bulding entire restrooms (12) including Lighting | 360000 | 8418500 | 360000 | 8418500 | Fairbanks | 5-C
| University of Alaska Statewide Services | Butrovich Building | Emergency egress lighting power supply - replace 2 oldest | 200000 | 8618500 | 200000 | 8618500 | Fairbanks | 5-C
| University of Alaska Statewide Services | Butrovich Building | Confirm optimal HVAC system operation | 50000 | 8668500 | 50000 | 8668500 | Fairbanks | 5-C
| University of Alaska Statewide Services | University House | The President’s house is over 20 years old has reached a point where systems and components will need to be repaired or replaced as they are at the end of their useful life. The building envelope needs to be maintained to ensure that the structure remains sound. Replacement of roof should be completed within the next 3-7 years and exterior surfaces need to be inspected, repaired or replaced and refinished. | 225000 | 8893500 | 225000 | 8893500 | Fairbanks | 4-B

## UAA Main Campus
University of Alaska
Updated 10/25/2018 |  |  |  | (Formatted to Thousands)
|  |  |  | Project Cost ($00.0) | Running Total ($00.0) | GF Cost ($00.0) | GF Running Total ($00.0)
Dept. | [7 empty] | Location (City) | House District
Priority | Allocation | Project Title | Project Description
1 | University of Alaska Anchorage | Regulatory Compliance, Safety Improvements, and Code Upgrades | UAA requires significant and ongoing investment in existing buildings to maintain them for safe occupancy in compliance with regulation, code and safety improvements. | 1000000 | 1000000 | 1000000 | 1000000 | Anchorage | 17-I
2 | University of Alaska Anchorage | Campus Building Envelope & Roof Systems Renewal | This project will address campus-wide deferred maintenance and renewal and renovation requirements for building envelope and roof systems. It will include roof repair and replacement, doors, windows, vapor barriers, siding, weatherization, insulation; and other building envelope issues. | 1000000 | 2000000 | 1000000 | 2000000 | Anchorage | 17-I
3 | University of Alaska Anchorage | Campus Exterior Infrastructure and Signage Renewal | The UAA campus is over 40 years old and many of the buried utilities, fire hydrants, waterlines, drainage infrastructure, roads, trails, sidewalks, parking areas, curbs and gutters are part of the original construction or have been impacted by construction, repair and renovation projects over the years. The buried piping is beyond its useful life which has resulted in increased failures primarily on west campus. This has resulted in water shutdowns, building closures, and sinkholes due to corrosion and piping failures. Additionally, the aged surfaces have resulted in uneven surfaces, lack of adequate sidewalks and other deficiencies that pose a safety hazard or are increasingly susceptible to additional damage. The safe, reliable and continued business function dictates the need to upgrade and repair the infrastructure and surfaces to maintain a safe and effective environment for students, staff and the public. Additionally, this project improves the campus user experience by improving upon the wayfinding signage. | 1300000 | 3300000 | 1300000 | 3300000 | Anchorage | 17-I
4 | University of Alaska Anchorage | Campus Building Interior & Systems Renewal | Campus Building Interior & Systems Renewal | 1745000 | 5045000 | 1745000 | 5045000 | Anchorage | 17-I
5 | University of Alaska Anchorage | Consortium Library Old Core Mechanical Upgrades | The original HVAC systems consist, for the most part, of equipment over 46 years old located within the four central building cores. The boilers, main supply/exhaust fan units, heating/cooling coils, galvanized piping and humidification systems have all reached the end of their useful life. Major component parts are no longer available for these units. Heating system piping and coils are filled with sedimentation. Control systems are no longer able to properly regulate air flow resulting in irregular temperatures and conditions within the building. The 2004 library addition contains newer HVAC systems with different control and delivery systems that have resulted in incompatibilities between the two systems and has affected the efficiencies of both systems. | 5530000 | 10575000 | 5530000 | 10575000 | Anchorage | 17-I
6 | University of Alaska Anchorage | EM1 and EM2 Mechanical | The energy modules (EM1, EM2) were constructed in 1977 and provide heating and cooling services for a number of campus facilities. The energy module boilers, pumps and piping systems are over 40 years old and have been failing due to age, corrosion and fatigue. Many of these failures have occurred during the winter months when additional stresses are placed on the systems due to increased heating demands and environmental impacts. These failures further impact other systems, thus driving up the associated costs. Emergency repairs are very expensive and have a severe impact on students, faculty and staff working in the buildings served by these modules. | 525000 | 11100000 | 525000 | 11100000 | Anchorage | 17-I
7 | University of Alaska Anchorage | Campus Access/Security Modernization Phase 1 | Concerns raised by faculty and staff based on the rise of active shooter incidents nationwide, prompted a review of the university's ability to secure buildings, classrooms, and other facilities manually or automatically in the event of any incident that would require persons on UAA campuses to shelter-in-place. Initial review of the level of effort involved to upgrade all room entrances with appropriate locking mechanisms and automation revealed a multi-year, multimillion dollar effort. This project is developed to fully assess the level of effort, design a plan of execution, and implement the first increment of security measures for the highest priority facilities and/or spaces. Follow-on phases will be developed and identified based on the planning and design efforts of this project. | 2000000 | 13100000 | 2000000 | 13100000 | Anchorage | 17-I
| University of Alaska Anchorage | Aviation Technology Center | Air Handlers | 722000 | 13822000 | 722000 | 13822000 | Anchorage | 20-J
| University of Alaska Anchorage | Aviation Technology Center | Asbestos | 50000 | 13872000 | 50000 | 13872000 | Anchorage | 20-J
| University of Alaska Anchorage | Aviation Technology Center | Building Boilers | 297000 | 14169000 | 297000 | 14169000 | Anchorage | 20-J
| University of Alaska Anchorage | Aviation Technology Center | Building Distribution | 250000 | 14419000 | 250000 | 14419000 | Anchorage | 20-J
| University of Alaska Anchorage | Aviation Technology Center | Carpet | 150000 | 14569000 | 150000 | 14569000 | Anchorage | 20-J
| University of Alaska Anchorage | Aviation Technology Center | Caulking | 70000 | 14639000 | 70000 | 14639000 | Anchorage | 20-J
| University of Alaska Anchorage | Aviation Technology Center | Compressors | 11000 | 14650000 | 11000 | 14650000 | Anchorage | 20-J
| University of Alaska Anchorage | Aviation Technology Center | Controls | 2000 | 14652000 | 2000 | 14652000 | Anchorage | 20-J
| University of Alaska Anchorage | Aviation Technology Center | DHW Circulating Pumps | 4000 | 14656000 | 4000 | 14656000 | Anchorage | 20-J
| University of Alaska Anchorage | Aviation Technology Center | Drainage Piping & Drains | 600000 | 15256000 | 600000 | 15256000 | Anchorage | 20-J
| University of Alaska Anchorage | Aviation Technology Center | Drinking Fountains | 28000 | 15284000 | 28000 | 15284000 | Anchorage | 20-J
| University of Alaska Anchorage | Aviation Technology Center | Ductwork Cleaning | 39000 | 15323000 | 39000 | 15323000 | Anchorage | 20-J
| University of Alaska Anchorage | Aviation Technology Center | Ductwork/Return Air Replacement | 601000 | 15924000 | 601000 | 15924000 | Anchorage | 20-J
| University of Alaska Anchorage | Aviation Technology Center | Elevators Replacement | 468000 | 16392000 | 468000 | 16392000 | Anchorage | 20-J
| University of Alaska Anchorage | Aviation Technology Center | Exhaust Fans - 5+ HP | 78000 | 16470000 | 78000 | 16470000 | Anchorage | 20-J
| University of Alaska Anchorage | Aviation Technology Center | Faucets & Sinks | 25000 | 16495000 | 25000 | 16495000 | Anchorage | 20-J
| University of Alaska Anchorage | Aviation Technology Center | Fume Hoods | 24000 | 16519000 | 24000 | 16519000 | Anchorage | 20-J
| University of Alaska Anchorage | Aviation Technology Center | Hot Water Heaters | 10000 | 16529000 | 10000 | 16529000 | Anchorage | 20-J
| University of Alaska Anchorage | Aviation Technology Center | HW Converter/Heat Exchanger | 79000 | 16608000 | 79000 | 16608000 | Anchorage | 20-J
| University of Alaska Anchorage | Aviation Technology Center | Indoor Lighting | 250000 | 16858000 | 250000 | 16858000 | Anchorage | 20-J
| University of Alaska Anchorage | Aviation Technology Center | Lab Use (Eye Wash/ Showers) | 12000 | 16870000 | 12000 | 16870000 | Anchorage | 20-J
| University of Alaska Anchorage | Aviation Technology Center | Large Bath - 6+ units no Shower | 875000 | 17745000 | 875000 | 17745000 | Anchorage | 20-J
| University of Alaska Anchorage | Aviation Technology Center | Leaders- Interior | 55000 | 17800000 | 55000 | 17800000 | Anchorage | 20-J
| University of Alaska Anchorage | Aviation Technology Center | Locker Rooms | 469000 | 18269000 | 469000 | 18269000 | Anchorage | 20-J
| University of Alaska Anchorage | Aviation Technology Center | Main Building Panels/Switchgear | 63000 | 18332000 | 63000 | 18332000 | Anchorage | 20-J
| University of Alaska Anchorage | Aviation Technology Center | Motor Control Center | 143650 | 18475650 | 143650 | 18475650 | Anchorage | 20-J
| University of Alaska Anchorage | Aviation Technology Center | Painting | 108000 | 18583650 | 108000 | 18583650 | Anchorage | 20-J
| University of Alaska Anchorage | Aviation Technology Center | Pumps/ Motors | 18000 | 18601650 | 18000 | 18601650 | Anchorage | 20-J
| University of Alaska Anchorage | Aviation Technology Center | Return Fans - 5 to 10 HP | 155000 | 18756650 | 155000 | 18756650 | Anchorage | 20-J
| University of Alaska Anchorage | Aviation Technology Center | Small Bath - 1 to 3 units no Shower | 44000 | 18800650 | 44000 | 18800650 | Anchorage | 20-J
| University of Alaska Anchorage | Aviation Technology Center | Supply Fans - 10 to 25 HP | 177000 | 18977650 | 177000 | 18977650 | Anchorage | 20-J
| University of Alaska Anchorage | Aviation Technology Center | Supply Fans - 5 to 10 HP | 51000 | 19028650 | 51000 | 19028650 | Anchorage | 20-J
| University of Alaska Anchorage | Aviation Technology Center | VAT | 85000 | 19113650 | 85000 | 19113650 | Anchorage | 20-J
| University of Alaska Anchorage | Aviation Technology Center | Wheelchair Lifts | 50000 | 19163650 | 50000 | 19163650 | Anchorage | 20-J
| University of Alaska Anchorage | Aviation Technology Center | Windows - Medium | 173000 | 19336650 | 173000 | 19336650 | Anchorage | 20-J
| University of Alaska Anchorage | Aviation Technology Center | Windows - Small | 70000 | 19406650 | 70000 | 19406650 | Anchorage | 20-J
| University of Alaska Anchorage | University Lake Building | Building Wiring | 30000 | 19436650 | 30000 | 19436650 | Anchorage | 17-I
| University of Alaska Anchorage | University Lake Building | Chiller - Liebert Unit | 10000 | 19446650 | 10000 | 19446650 | Anchorage | 17-I
| University of Alaska Anchorage | University Lake Building | Faucets & Sinks | 1000 | 19447650 | 1000 | 19447650 | Anchorage | 17-I
| University of Alaska Anchorage | University Lake Building | Med Bath - 4 to 5 units no Shower | 60000 | 19507650 | 60000 | 19507650 | Anchorage | 17-I
| University of Alaska Anchorage | University Lake Building | Painting | 184000 | 19691650 | 184000 | 19691650 | Anchorage | 17-I
| University of Alaska Anchorage | University Lake Building | Return Fans - 5 to 10 HP | 208000 | 19899650 | 208000 | 19899650 | Anchorage | 17-I
| University of Alaska Anchorage | University Lake Building | Smoke/Heat Detectors (Stand Alone) | 47175 | 19946825 | 47175 | 19946825 | Anchorage | 17-I
| University of Alaska Anchorage | University Lake Building | Windows - Small | 162000 | 20108825 | 162000 | 20108825 | Anchorage | 17-I
| University of Alaska Anchorage | University Lake Building Annex | Building Wiring | 63500 | 20172325 | 63500 | 20172325 | Anchorage | 17-I
| University of Alaska Anchorage | University Lake Building Annex | Painting | 98000 | 20270325 | 98000 | 20270325 | Anchorage | 17-I
| University of Alaska Anchorage | University Lake Building Annex | Return Fans - 5 to 10 HP | 130000 | 20400325 | 130000 | 20400325 | Anchorage | 17-I
| University of Alaska Anchorage | University Lake Building Annex | Windows - Small | 108000 | 20508325 | 108000 | 20508325 | Anchorage | 17-I
| University of Alaska Anchorage | University Center | Automatic Transfer Switch | 16000 | 20524325 | 16000 | 20524325 | Anchorage | 20-J
| University of Alaska Anchorage | University Center | Building Boilers | 80000 | 20604325 | 80000 | 20604325 | Anchorage | 20-J
| University of Alaska Anchorage | University Center | Building Wiring | 45000 | 20649325 | 45000 | 20649325 | Anchorage | 20-J
| University of Alaska Anchorage | University Center | Carpet | 796725 | 21446050 | 796725 | 21446050 | Anchorage | 20-J
| University of Alaska Anchorage | University Center | Chiller - Liebert Unit | 24000 | 21470050 | 24000 | 21470050 | Anchorage | 20-J
| University of Alaska Anchorage | University Center | Drop Ceiling Panels | 400000 | 21870050 | 400000 | 21870050 | Anchorage | 20-J
| University of Alaska Anchorage | University Center | Drop Ceiling Replacement | 833000 | 22703050 | 833000 | 22703050 | Anchorage | 20-J
| University of Alaska Anchorage | University Center | Electric Generator - Diesel | 140000 | 22843050 | 140000 | 22843050 | Anchorage | 20-J
| University of Alaska Anchorage | University Center | Exterior Doors | 88000 | 22931050 | 88000 | 22931050 | Anchorage | 20-J
| University of Alaska Anchorage | University Center | Faucets & Sinks | 4000 | 22935050 | 4000 | 22935050 | Anchorage | 20-J
| University of Alaska Anchorage | University Center | Main Building Panels/Switchgear | 115615 | 23050665 | 115615 | 23050665 | Anchorage | 20-J
| University of Alaska Anchorage | University Center | Med Bath - 4 to 5 units no Shower | 120000 | 23170665 | 120000 | 23170665 | Anchorage | 20-J
| University of Alaska Anchorage | University Center | Painting | 666000 | 23836665 | 666000 | 23836665 | Anchorage | 20-J
| University of Alaska Anchorage | University Center | Return Fans - 5 to 10 HP | 636000 | 24472665 | 636000 | 24472665 | Anchorage | 20-J
| University of Alaska Anchorage | University Center | Signage | 149000 | 24621665 | 149000 | 24621665 | Anchorage | 20-J
| University of Alaska Anchorage | University Center | Skylights | 2813000 | 27434665 | 2813000 | 27434665 | Anchorage | 20-J
| University of Alaska Anchorage | University Center | Small Bath - 1 to 3 units no Shower | 30000 | 27464665 | 30000 | 27464665 | Anchorage | 20-J
| University of Alaska Anchorage | University Center | Tile | 257000 | 27721665 | 257000 | 27721665 | Anchorage | 20-J
| University of Alaska Anchorage | University Center | Windows - Large | 95000 | 27816665 | 95000 | 27816665 | Anchorage | 20-J
| University of Alaska Anchorage | University Center | Windows - Medium | 11000 | 27827665 | 11000 | 27827665 | Anchorage | 20-J
| University of Alaska Anchorage | University Center | Windows - Small | 111000 | 27938665 | 111000 | 27938665 | Anchorage | 20-J
| University of Alaska Anchorage | Transportation Research Center | Caulking | 10000 | 27948665 | 10000 | 27948665 | Anchorage | 20-J
| University of Alaska Anchorage | Transportation Research Center | CO Detectors | 29000 | 27977665 | 29000 | 27977665 | Anchorage | 20-J
| University of Alaska Anchorage | Transportation Research Center | Exterior Doors | 30000 | 28007665 | 30000 | 28007665 | Anchorage | 20-J
| University of Alaska Anchorage | Transportation Research Center | Indoor Lighting | 10000 | 28017665 | 10000 | 28017665 | Anchorage | 20-J
| University of Alaska Anchorage | Transportation Research Center | Intercom/Telephone/Data | 40000 | 28057665 | 40000 | 28057665 | Anchorage | 20-J
| University of Alaska Anchorage | Transportation Research Center | Lab Use (Eye Wash/ Showers) | 1000 | 28058665 | 1000 | 28058665 | Anchorage | 20-J
| University of Alaska Anchorage | Transportation Research Center | Overhead/Garage Doors | 150000 | 28208665 | 150000 | 28208665 | Anchorage | 20-J
| University of Alaska Anchorage | Transportation Research Center | Painting | 101000 | 28309665 | 101000 | 28309665 | Anchorage | 20-J
| University of Alaska Anchorage | Transportation Research Center | Unit Heaters | 30000 | 28339665 | 30000 | 28339665 | Anchorage | 20-J
| University of Alaska Anchorage | 1901 Bragaw St. Building | Air Handlers | 242000 | 28581665 | 242000 | 28581665 | Anchorage | 17-I
| University of Alaska Anchorage | 1901 Bragaw St. Building | Building Boilers | 120000 | 28701665 | 120000 | 28701665 | Anchorage | 17-I
| University of Alaska Anchorage | 1901 Bragaw St. Building | Building Piping - 2 Pipe or steam | 400000 | 29101665 | 400000 | 29101665 | Anchorage | 17-I
| University of Alaska Anchorage | 1901 Bragaw St. Building | Building Wiring | 500000 | 29601665 | 500000 | 29601665 | Anchorage | 17-I
| University of Alaska Anchorage | 1901 Bragaw St. Building | Carpet | 688000 | 30289665 | 688000 | 30289665 | Anchorage | 17-I
| University of Alaska Anchorage | 1901 Bragaw St. Building | Caulking | 29000 | 30318665 | 29000 | 30318665 | Anchorage | 17-I
| University of Alaska Anchorage | 1901 Bragaw St. Building | Ductwork/Return Air Replacement | 994000 | 31312665 | 994000 | 31312665 | Anchorage | 17-I
| University of Alaska Anchorage | 1901 Bragaw St. Building | Elevators Cab Upgrade | 50000 | 31362665 | 50000 | 31362665 | Anchorage | 17-I
| University of Alaska Anchorage | 1901 Bragaw St. Building | Elevators Mechanical Upgrade | 425000 | 31787665 | 425000 | 31787665 | Anchorage | 17-I
| University of Alaska Anchorage | 1901 Bragaw St. Building | Exterior Doors | 60000 | 31847665 | 60000 | 31847665 | Anchorage | 17-I
| University of Alaska Anchorage | 1901 Bragaw St. Building | Exterior Stairs | 1000 | 31848665 | 1000 | 31848665 | Anchorage | 17-I
| University of Alaska Anchorage | 1901 Bragaw St. Building | Foundation | 2000000 | 33848665 | 2000000 | 33848665 | Anchorage | 17-I
| University of Alaska Anchorage | 1901 Bragaw St. Building | Hot Water Heaters | 15000 | 33863665 | 15000 | 33863665 | Anchorage | 17-I
| University of Alaska Anchorage | 1901 Bragaw St. Building | Indoor Lighting | 120000 | 33983665 | 120000 | 33983665 | Anchorage | 17-I
| University of Alaska Anchorage | 1901 Bragaw St. Building | Leaders- Interior | 53000 | 34036665 | 53000 | 34036665 | Anchorage | 17-I
| University of Alaska Anchorage | 1901 Bragaw St. Building | Main Building Panels/Switchgear | 39000 | 34075665 | 39000 | 34075665 | Anchorage | 17-I
| University of Alaska Anchorage | 1901 Bragaw St. Building | Painting | 1235000 | 35310665 | 1235000 | 35310665 | Anchorage | 17-I
| University of Alaska Anchorage | 1901 Bragaw St. Building | Single-Ply/EPDM | 750000 | 36060665 | 750000 | 36060665 | Anchorage | 17-I
| University of Alaska Anchorage | 1901 Bragaw St. Building | Small Bath - 1 to 3 units no Shower | 197000 | 36257665 | 197000 | 36257665 | Anchorage | 17-I
| University of Alaska Anchorage | 1901 Bragaw St. Building | Specialties | 75000 | 36332665 | 75000 | 36332665 | Anchorage | 17-I
| University of Alaska Anchorage | 1901 Bragaw St. Building | Vinyl | 21000 | 36353665 | 21000 | 36353665 | Anchorage | 17-I
| University of Alaska Anchorage | 1901 Bragaw St. Building | Windows - Large | 38000 | 36391665 | 38000 | 36391665 | Anchorage | 17-I
| University of Alaska Anchorage | 1901 Bragaw St. Building | Windows - Medium | 948000 | 37339665 | 948000 | 37339665 | Anchorage | 17-I
| University of Alaska Anchorage | 1901 Bragaw St. Building | Windows - Small | 8000 | 37347665 | 8000 | 37347665 | Anchorage | 17-I
| University of Alaska Anchorage | Eugene F. Short Hall | ADA | 20000 | 37367665 | 20000 | 37367665 | Anchorage | 17-I
| University of Alaska Anchorage | Eugene F. Short Hall | Air House - Return Fan | 78000 | 37445665 | 78000 | 37445665 | Anchorage | 17-I
| University of Alaska Anchorage | Eugene F. Short Hall | Automatic Transfer Switch | 25000 | 37470665 | 25000 | 37470665 | Anchorage | 17-I
| University of Alaska Anchorage | Eugene F. Short Hall | Building Distribution | 516055 | 37986720 | 516055 | 37986720 | Anchorage | 17-I
| University of Alaska Anchorage | Eugene F. Short Hall | Building Wiring | 415437 | 38402157 | 415437 | 38402157 | Anchorage | 17-I
| University of Alaska Anchorage | Eugene F. Short Hall | Carpet | 141766.5 | 38543923.5 | 141766.5 | 38543923.5 | Anchorage | 17-I
| University of Alaska Anchorage | Eugene F. Short Hall | Caulking | 4000 | 38547923.5 | 4000 | 38547923.5 | Anchorage | 17-I
| University of Alaska Anchorage | Eugene F. Short Hall | Chiller - DX or Split System | 3000 | 38550923.5 | 3000 | 38550923.5 | Anchorage | 17-I
| University of Alaska Anchorage | Eugene F. Short Hall | Chiller - Liebert Unit | 39000 | 38589923.5 | 39000 | 38589923.5 | Anchorage | 17-I
| University of Alaska Anchorage | Eugene F. Short Hall | Circuit Breaker Panels | 67000 | 38656923.5 | 67000 | 38656923.5 | Anchorage | 17-I
| University of Alaska Anchorage | Eugene F. Short Hall | Circulating Pumps | 3000 | 38659923.5 | 3000 | 38659923.5 | Anchorage | 17-I
| University of Alaska Anchorage | Eugene F. Short Hall | Controls | 25000 | 38684923.5 | 25000 | 38684923.5 | Anchorage | 17-I
| University of Alaska Anchorage | Eugene F. Short Hall | Drainage Piping & Drains | 373000 | 39057923.5 | 373000 | 39057923.5 | Anchorage | 17-I
| University of Alaska Anchorage | Eugene F. Short Hall | Drop Ceiling Replacement | 276590 | 39334513.5 | 276590 | 39334513.5 | Anchorage | 17-I
| University of Alaska Anchorage | Eugene F. Short Hall | Ductwork Cleaning | 19000 | 39353513.5 | 19000 | 39353513.5 | Anchorage | 17-I
| University of Alaska Anchorage | Eugene F. Short Hall | Ductwork/Return Air Replacement | 345000 | 39698513.5 | 345000 | 39698513.5 | Anchorage | 17-I
| University of Alaska Anchorage | Eugene F. Short Hall | Emergency Circuit Wiring | 112000 | 39810513.5 | 112000 | 39810513.5 | Anchorage | 17-I
| University of Alaska Anchorage | Eugene F. Short Hall | Emergency/ Backup Generation | 76000 | 39886513.5 | 76000 | 39886513.5 | Anchorage | 17-I
| University of Alaska Anchorage | Eugene F. Short Hall | Exterior Doors | 125000 | 40011513.5 | 125000 | 40011513.5 | Anchorage | 17-I
| University of Alaska Anchorage | Eugene F. Short Hall | Faucets & Sinks | 2000 | 40013513.5 | 2000 | 40013513.5 | Anchorage | 17-I
| University of Alaska Anchorage | Eugene F. Short Hall | Fire Alarm Panel | 665000 | 40678513.5 | 665000 | 40678513.5 | Anchorage | 17-I
| University of Alaska Anchorage | Eugene F. Short Hall | Indoor Lighting | 239000 | 40917513.5 | 239000 | 40917513.5 | Anchorage | 17-I
| University of Alaska Anchorage | Eugene F. Short Hall | Interior Doors & Doorways | 410000 | 41327513.5 | 410000 | 41327513.5 | Anchorage | 17-I
| University of Alaska Anchorage | Eugene F. Short Hall | Leaders- Interior | 1000 | 41328513.5 | 1000 | 41328513.5 | Anchorage | 17-I
| University of Alaska Anchorage | Eugene F. Short Hall | Main Building Panels/Switchgear | 39000 | 41367513.5 | 39000 | 41367513.5 | Anchorage | 17-I
| University of Alaska Anchorage | Eugene F. Short Hall | Motor Control Center | 125000 | 41492513.5 | 125000 | 41492513.5 | Anchorage | 17-I
| University of Alaska Anchorage | Eugene F. Short Hall | Occupancy Sensors for Lighting | 9000 | 41501513.5 | 9000 | 41501513.5 | Anchorage | 17-I
| University of Alaska Anchorage | Eugene F. Short Hall | Outlets and Switches | 99000 | 41600513.5 | 99000 | 41600513.5 | Anchorage | 17-I
| University of Alaska Anchorage | Eugene F. Short Hall | Painting | 233176.5 | 41833690 | 233176.5 | 41833690 | Anchorage | 17-I
| University of Alaska Anchorage | Eugene F. Short Hall | Replace Tritium Exit Signs, and add signage per regulatory requirements | 75000 | 41908690 | 75000 | 41908690 | Anchorage | 17-I
| University of Alaska Anchorage | Eugene F. Short Hall | Secondary Transformer | 224000 | 42132690 | 224000 | 42132690 | Anchorage | 17-I
| University of Alaska Anchorage | Eugene F. Short Hall | Sprinklers | 448000 | 42580690 | 448000 | 42580690 | Anchorage | 17-I
| University of Alaska Anchorage | Eugene F. Short Hall | Storage Tanks | 16000 | 42596690 | 16000 | 42596690 | Anchorage | 17-I
| University of Alaska Anchorage | Eugene F. Short Hall | Supply Piping | 16000 | 42612690 | 16000 | 42612690 | Anchorage | 17-I
| University of Alaska Anchorage | Eugene F. Short Hall | Windows - Medium | 200000 | 42812690 | 200000 | 42812690 | Anchorage | 17-I
| University of Alaska Anchorage | Sally Monserud Hall | ADA | 30000 | 42842690 | 30000 | 42842690 | Anchorage | 17-I
| University of Alaska Anchorage | Sally Monserud Hall | Air Handlers | 449000 | 43291690 | 449000 | 43291690 | Anchorage | 17-I
| University of Alaska Anchorage | Sally Monserud Hall | Air House - Return Fan | 78000 | 43369690 | 78000 | 43369690 | Anchorage | 17-I
| University of Alaska Anchorage | Sally Monserud Hall | Automatic Transfer Switch | 25000 | 43394690 | 25000 | 43394690 | Anchorage | 17-I
| University of Alaska Anchorage | Sally Monserud Hall | Building Boilers | 662000 | 44056690 | 662000 | 44056690 | Anchorage | 17-I
| University of Alaska Anchorage | Sally Monserud Hall | Building Piping - 2 Pipe or steam | 414000 | 44470690 | 414000 | 44470690 | Anchorage | 17-I
| University of Alaska Anchorage | Sally Monserud Hall | Building Wiring | 414000 | 44884690 | 414000 | 44884690 | Anchorage | 17-I
| University of Alaska Anchorage | Sally Monserud Hall | Built-Up/Membrane | 493000 | 45377690 | 493000 | 45377690 | Anchorage | 17-I
| University of Alaska Anchorage | Sally Monserud Hall | Carpet | 208000 | 45585690 | 208000 | 45585690 | Anchorage | 17-I
| University of Alaska Anchorage | Sally Monserud Hall | Caulking | 5000 | 45590690 | 5000 | 45590690 | Anchorage | 17-I
| University of Alaska Anchorage | Sally Monserud Hall | Chiller - Liebert Unit | 39000 | 45629690 | 39000 | 45629690 | Anchorage | 17-I
| University of Alaska Anchorage | Sally Monserud Hall | Chiller - Package Unit | 6000 | 45635690 | 6000 | 45635690 | Anchorage | 17-I
| University of Alaska Anchorage | Sally Monserud Hall | Circuit Breaker Panels | 62000 | 45697690 | 62000 | 45697690 | Anchorage | 17-I
| University of Alaska Anchorage | Sally Monserud Hall | Circulating Pumps | 8000 | 45705690 | 8000 | 45705690 | Anchorage | 17-I
| University of Alaska Anchorage | Sally Monserud Hall | Drainage Piping & Drains | 345000 | 46050690 | 345000 | 46050690 | Anchorage | 17-I
| University of Alaska Anchorage | Sally Monserud Hall | Drop Ceiling Replacement | 276000 | 46326690 | 276000 | 46326690 | Anchorage | 17-I
| University of Alaska Anchorage | Sally Monserud Hall | Ductwork Cleaning | 17000 | 46343690 | 17000 | 46343690 | Anchorage | 17-I
| University of Alaska Anchorage | Sally Monserud Hall | Ductwork/Return Air Replacement | 319000 | 46662690 | 319000 | 46662690 | Anchorage | 17-I
| University of Alaska Anchorage | Sally Monserud Hall | Emergency Circuit Wiring | 103000 | 46765690 | 103000 | 46765690 | Anchorage | 17-I
| University of Alaska Anchorage | Sally Monserud Hall | Emergency/ Backup Generation | 4000 | 46769690 | 4000 | 46769690 | Anchorage | 17-I
| University of Alaska Anchorage | Sally Monserud Hall | Exterior Doors | 78000 | 46847690 | 78000 | 46847690 | Anchorage | 17-I
| University of Alaska Anchorage | Sally Monserud Hall | Faucets & Sinks | 2000 | 46849690 | 2000 | 46849690 | Anchorage | 17-I
| University of Alaska Anchorage | Sally Monserud Hall | Fire Alarm Panel | 522000 | 47371690 | 522000 | 47371690 | Anchorage | 17-I
| University of Alaska Anchorage | Sally Monserud Hall | Indoor Lighting | 187774 | 47559464 | 187774 | 47559464 | Anchorage | 17-I
| University of Alaska Anchorage | Sally Monserud Hall | Interior Doors & Doorways | 270000 | 47829464 | 270000 | 47829464 | Anchorage | 17-I
| University of Alaska Anchorage | Sally Monserud Hall | Leaders- Interior | 1000 | 47830464 | 1000 | 47830464 | Anchorage | 17-I
| University of Alaska Anchorage | Sally Monserud Hall | Main Building Panels/Switchgear | 39000 | 47869464 | 39000 | 47869464 | Anchorage | 17-I
| University of Alaska Anchorage | Sally Monserud Hall | Motor Control Center | 125000 | 47994464 | 125000 | 47994464 | Anchorage | 17-I
| University of Alaska Anchorage | Sally Monserud Hall | Occupancy Sensors for Lighting | 9000 | 48003464 | 9000 | 48003464 | Anchorage | 17-I
| University of Alaska Anchorage | Sally Monserud Hall | Outlets and Switches | 60000 | 48063464 | 60000 | 48063464 | Anchorage | 17-I
| University of Alaska Anchorage | Sally Monserud Hall | Painting | 320612 | 48384076 | 320612 | 48384076 | Anchorage | 17-I
| University of Alaska Anchorage | Sally Monserud Hall | Replace Tritium Exit Signs, and add signage per regulatory requirements | 65710 | 48449786 | 65710 | 48449786 | Anchorage | 17-I
| University of Alaska Anchorage | Sally Monserud Hall | Secondary Transformer | 207000 | 48656786 | 207000 | 48656786 | Anchorage | 17-I
| University of Alaska Anchorage | Sally Monserud Hall | Sprinklers | 414000 | 49070786 | 414000 | 49070786 | Anchorage | 17-I
| University of Alaska Anchorage | Sally Monserud Hall | Supply Fans - 10 to 25 HP | 78000 | 49148786 | 78000 | 49148786 | Anchorage | 17-I
| University of Alaska Anchorage | Sally Monserud Hall | Unit Heaters | 45000 | 49193786 | 45000 | 49193786 | Anchorage | 17-I
| University of Alaska Anchorage | Sally Monserud Hall | Windows - Medium | 94000 | 49287786 | 94000 | 49287786 | Anchorage | 17-I
| University of Alaska Anchorage | Beatrice G. McDonald Hall | Caulking | 12000 | 49299786 | 12000 | 49299786 | Anchorage | 17-I
| University of Alaska Anchorage | Beatrice G. McDonald Hall | Emergency/ Backup Generation | 114000 | 49413786 | 114000 | 49413786 | Anchorage | 17-I
| University of Alaska Anchorage | Beatrice G. McDonald Hall | Fire Alarm Panel | 399000 | 49812786 | 399000 | 49812786 | Anchorage | 17-I
| University of Alaska Anchorage | Beatrice G. McDonald Hall | Lab Use (Eye Wash/ Showers) | 15000 | 49827786 | 15000 | 49827786 | Anchorage | 17-I
| University of Alaska Anchorage | Beatrice G. McDonald Hall | Painting | 385000 | 50212786 | 385000 | 50212786 | Anchorage | 17-I
| University of Alaska Anchorage | Beatrice G. McDonald Hall | Sprinklers | 660000 | 50872786 | 660000 | 50872786 | Anchorage | 17-I
| University of Alaska Anchorage | Beatrice G. McDonald Hall | Variable Frequency Drives | 104000 | 50976786 | 104000 | 50976786 | Anchorage | 17-I
| University of Alaska Anchorage | Gordon W. Hartlieb Hall | ADA | 10000 | 50986786 | 10000 | 50986786 | Anchorage | 17-I
| University of Alaska Anchorage | Gordon W. Hartlieb Hall | Air Handlers | 929755 | 51916541 | 929755 | 51916541 | Anchorage | 17-I
| University of Alaska Anchorage | Gordon W. Hartlieb Hall | Air House - Return Fan | 780000 | 52696541 | 780000 | 52696541 | Anchorage | 17-I
| University of Alaska Anchorage | Gordon W. Hartlieb Hall | Automatic Transfer Switch | 25000 | 52721541 | 25000 | 52721541 | Anchorage | 17-I
| University of Alaska Anchorage | Gordon W. Hartlieb Hall | Building Boilers | 1372000 | 54093541 | 1372000 | 54093541 | Anchorage | 17-I
| University of Alaska Anchorage | Gordon W. Hartlieb Hall | Building Distribution | 1001000 | 55094541 | 1001000 | 55094541 | Anchorage | 17-I
| University of Alaska Anchorage | Gordon W. Hartlieb Hall | Building Piping - 2 Pipe or steam | 858000 | 55952541 | 858000 | 55952541 | Anchorage | 17-I
| University of Alaska Anchorage | Gordon W. Hartlieb Hall | Building Wiring | 858000 | 56810541 | 858000 | 56810541 | Anchorage | 17-I
| University of Alaska Anchorage | Gordon W. Hartlieb Hall | Built-Up/Membrane | 838000 | 57648541 | 838000 | 57648541 | Anchorage | 17-I
| University of Alaska Anchorage | Gordon W. Hartlieb Hall | Caulking | 23000 | 57671541 | 23000 | 57671541 | Anchorage | 17-I
| University of Alaska Anchorage | Gordon W. Hartlieb Hall | Chiller - Liebert Unit | 39000 | 57710541 | 39000 | 57710541 | Anchorage | 17-I
| University of Alaska Anchorage | Gordon W. Hartlieb Hall | Chiller - Package Unit | 2000 | 57712541 | 2000 | 57712541 | Anchorage | 17-I
| University of Alaska Anchorage | Gordon W. Hartlieb Hall | Circuit Breaker Panels | 129000 | 57841541 | 129000 | 57841541 | Anchorage | 17-I
| University of Alaska Anchorage | Gordon W. Hartlieb Hall | Circulating Pumps | 8000 | 57849541 | 8000 | 57849541 | Anchorage | 17-I
| University of Alaska Anchorage | Gordon W. Hartlieb Hall | CO Detectors | 172000 | 58021541 | 172000 | 58021541 | Anchorage | 17-I
| University of Alaska Anchorage | Gordon W. Hartlieb Hall | Compressors | 16000 | 58037541 | 16000 | 58037541 | Anchorage | 17-I
| University of Alaska Anchorage | Gordon W. Hartlieb Hall | Controls | 45000 | 58082541 | 45000 | 58082541 | Anchorage | 17-I
| University of Alaska Anchorage | Gordon W. Hartlieb Hall | Drainage Piping & Drains | 715000 | 58797541 | 715000 | 58797541 | Anchorage | 17-I
| University of Alaska Anchorage | Gordon W. Hartlieb Hall | Drop Ceiling Replacement | 350192 | 59147733 | 350192 | 59147733 | Anchorage | 17-I
| University of Alaska Anchorage | Gordon W. Hartlieb Hall | Ductwork Cleaning | 36000 | 59183733 | 36000 | 59183733 | Anchorage | 17-I
| University of Alaska Anchorage | Gordon W. Hartlieb Hall | Ductwork/Return Air Replacement | 661000 | 59844733 | 661000 | 59844733 | Anchorage | 17-I
| University of Alaska Anchorage | Gordon W. Hartlieb Hall | Emergency Circuit Wiring | 214000 | 60058733 | 214000 | 60058733 | Anchorage | 17-I
| University of Alaska Anchorage | Gordon W. Hartlieb Hall | Emergency/ Backup Generation | 42000 | 60100733 | 42000 | 60100733 | Anchorage | 17-I
| University of Alaska Anchorage | Gordon W. Hartlieb Hall | Exhaust Fans - 5+ HP | 646500 | 60747233 | 646500 | 60747233 | Anchorage | 17-I
| University of Alaska Anchorage | Gordon W. Hartlieb Hall | Exterior Doors | 242028 | 60989261 | 242028 | 60989261 | Anchorage | 17-I
| University of Alaska Anchorage | Gordon W. Hartlieb Hall | Faucets & Sinks | 9000 | 60998261 | 9000 | 60998261 | Anchorage | 17-I
| University of Alaska Anchorage | Gordon W. Hartlieb Hall | Fire Alarm Panel | 266000 | 61264261 | 266000 | 61264261 | Anchorage | 17-I
| University of Alaska Anchorage | Gordon W. Hartlieb Hall | Indoor Lighting | 458000 | 61722261 | 458000 | 61722261 | Anchorage | 17-I
| University of Alaska Anchorage | Gordon W. Hartlieb Hall | Interior Doors & Doorways | 369820 | 62092081 | 369820 | 62092081 | Anchorage | 17-I
| University of Alaska Anchorage | Gordon W. Hartlieb Hall | Lab Use (Eye Wash/ Showers) | 6000 | 62098081 | 6000 | 62098081 | Anchorage | 17-I
| University of Alaska Anchorage | Gordon W. Hartlieb Hall | Main Building Panels/Switchgear | 39000 | 62137081 | 39000 | 62137081 | Anchorage | 17-I
| University of Alaska Anchorage | Gordon W. Hartlieb Hall | Med Bath - 4 to 5 units no Shower | 78000 | 62215081 | 78000 | 62215081 | Anchorage | 17-I
| University of Alaska Anchorage | Gordon W. Hartlieb Hall | Motor Control Center | 125000 | 62340081 | 125000 | 62340081 | Anchorage | 17-I
| University of Alaska Anchorage | Gordon W. Hartlieb Hall | Occupancy Sensors for Lighting | 18000 | 62358081 | 18000 | 62358081 | Anchorage | 17-I
| University of Alaska Anchorage | Gordon W. Hartlieb Hall | Outlets and Switches | 122000 | 62480081 | 122000 | 62480081 | Anchorage | 17-I
| University of Alaska Anchorage | Gordon W. Hartlieb Hall | Painting | 214820 | 62694901 | 214820 | 62694901 | Anchorage | 17-I
| University of Alaska Anchorage | Gordon W. Hartlieb Hall | Return Fans - 10 to 25 HP | 78000 | 62772901 | 78000 | 62772901 | Anchorage | 17-I
| University of Alaska Anchorage | Gordon W. Hartlieb Hall | Secondary Transformer | 142000 | 62914901 | 142000 | 62914901 | Anchorage | 17-I
| University of Alaska Anchorage | Gordon W. Hartlieb Hall | Siding | 54000 | 62968901 | 54000 | 62968901 | Anchorage | 17-I
| University of Alaska Anchorage | Gordon W. Hartlieb Hall | Small Bath - 1 to 3 units no Shower | 44000 | 63012901 | 44000 | 63012901 | Anchorage | 17-I
| University of Alaska Anchorage | Gordon W. Hartlieb Hall | Sprinklers | 1716000 | 64728901 | 1716000 | 64728901 | Anchorage | 17-I
| University of Alaska Anchorage | Gordon W. Hartlieb Hall | Sump Pumps | 5000 | 64733901 | 5000 | 64733901 | Anchorage | 17-I
| University of Alaska Anchorage | Gordon W. Hartlieb Hall | Supply Fans - 10 to 25 HP | 78000 | 64811901 | 78000 | 64811901 | Anchorage | 17-I
| University of Alaska Anchorage | Gordon W. Hartlieb Hall | Unit Heaters | 9000 | 64820901 | 9000 | 64820901 | Anchorage | 17-I
| University of Alaska Anchorage | Gordon W. Hartlieb Hall | VCT | 283000 | 65103901 | 283000 | 65103901 | Anchorage | 17-I
| University of Alaska Anchorage | Gordon W. Hartlieb Hall | Windows - Small | 26000 | 65129901 | 26000 | 65129901 | Anchorage | 17-I
| University of Alaska Anchorage | Edward & Cathryn Rasmuson Hall | Air Handlers | 1771000 | 66900901 | 1771000 | 66900901 | Anchorage | 17-I
| University of Alaska Anchorage | Edward & Cathryn Rasmuson Hall | Air House - Return Fan | 78000 | 66978901 | 78000 | 66978901 | Anchorage | 17-I
| University of Alaska Anchorage | Edward & Cathryn Rasmuson Hall | Automatic Transfer Switch | 25000 | 67003901 | 25000 | 67003901 | Anchorage | 17-I
| University of Alaska Anchorage | Edward & Cathryn Rasmuson Hall | Building Boilers | 2612000 | 69615901 | 2612000 | 69615901 | Anchorage | 17-I
| University of Alaska Anchorage | Edward & Cathryn Rasmuson Hall | Building Distribution | 1785749 | 71401650 | 1785749 | 71401650 | Anchorage | 17-I
| University of Alaska Anchorage | Edward & Cathryn Rasmuson Hall | Building Piping - 2 Pipe or steam | 1633000 | 73034650 | 1633000 | 73034650 | Anchorage | 17-I
| University of Alaska Anchorage | Edward & Cathryn Rasmuson Hall | Building Wiring | 1633000 | 74667650 | 1633000 | 74667650 | Anchorage | 17-I
| University of Alaska Anchorage | Edward & Cathryn Rasmuson Hall | Carpet | 1247048 | 75914698 | 1247048 | 75914698 | Anchorage | 17-I
| University of Alaska Anchorage | Edward & Cathryn Rasmuson Hall | Caulking | 29000 | 75943698 | 29000 | 75943698 | Anchorage | 17-I
| University of Alaska Anchorage | Edward & Cathryn Rasmuson Hall | Chiller - Liebert Unit | 39000 | 75982698 | 39000 | 75982698 | Anchorage | 17-I
| University of Alaska Anchorage | Edward & Cathryn Rasmuson Hall | Circuit Breaker Panels | 245000 | 76227698 | 245000 | 76227698 | Anchorage | 17-I
| University of Alaska Anchorage | Edward & Cathryn Rasmuson Hall | Circulating Pumps | 16000 | 76243698 | 16000 | 76243698 | Anchorage | 17-I
| University of Alaska Anchorage | Edward & Cathryn Rasmuson Hall | Compressors | 16000 | 76259698 | 16000 | 76259698 | Anchorage | 17-I
| University of Alaska Anchorage | Edward & Cathryn Rasmuson Hall | Controls | 87000 | 76346698 | 87000 | 76346698 | Anchorage | 17-I
| University of Alaska Anchorage | Edward & Cathryn Rasmuson Hall | Drainage Piping & Drains | 1361000 | 77707698 | 1361000 | 77707698 | Anchorage | 17-I
| University of Alaska Anchorage | Edward & Cathryn Rasmuson Hall | Elevators Mechanical Upgrade | 440000 | 78147698 | 440000 | 78147698 | Anchorage | 17-I
| University of Alaska Anchorage | Edward & Cathryn Rasmuson Hall | Emergency Circuit Wiring | 408000 | 78555698 | 408000 | 78555698 | Anchorage | 17-I
| University of Alaska Anchorage | Edward & Cathryn Rasmuson Hall | Emergency/ Backup Generation | 127000 | 78682698 | 127000 | 78682698 | Anchorage | 17-I
| University of Alaska Anchorage | Edward & Cathryn Rasmuson Hall | Exterior Doors | 188000 | 78870698 | 188000 | 78870698 | Anchorage | 17-I
| University of Alaska Anchorage | Edward & Cathryn Rasmuson Hall | Fan Coil Units | 35000 | 78905698 | 35000 | 78905698 | Anchorage | 17-I
| University of Alaska Anchorage | Edward & Cathryn Rasmuson Hall | Faucets & Sinks | 2000 | 78907698 | 2000 | 78907698 | Anchorage | 17-I
| University of Alaska Anchorage | Edward & Cathryn Rasmuson Hall | Fire Alarm Panel | 126506 | 79034204 | 126506 | 79034204 | Anchorage | 17-I
| University of Alaska Anchorage | Edward & Cathryn Rasmuson Hall | Indoor Lighting | 764332 | 79798536 | 764332 | 79798536 | Anchorage | 17-I
| University of Alaska Anchorage | Edward & Cathryn Rasmuson Hall | Interior Doors & Doorways | 1440000 | 81238536 | 1440000 | 81238536 | Anchorage | 17-I
| University of Alaska Anchorage | Edward & Cathryn Rasmuson Hall | Large Bath - 6+ units no Shower | 1094000 | 82332536 | 1094000 | 82332536 | Anchorage | 17-I
| University of Alaska Anchorage | Edward & Cathryn Rasmuson Hall | Main Building Panels/Switchgear | 39000 | 82371536 | 39000 | 82371536 | Anchorage | 17-I
| University of Alaska Anchorage | Edward & Cathryn Rasmuson Hall | Med Bath - 4 to 5 units no Shower | 78000 | 82449536 | 78000 | 82449536 | Anchorage | 17-I
| University of Alaska Anchorage | Edward & Cathryn Rasmuson Hall | Motor Control Center | 125000 | 82574536 | 125000 | 82574536 | Anchorage | 17-I
| University of Alaska Anchorage | Edward & Cathryn Rasmuson Hall | Occupancy Sensors for Lighting | 34000 | 82608536 | 34000 | 82608536 | Anchorage | 17-I
| University of Alaska Anchorage | Edward & Cathryn Rasmuson Hall | Outlets and Switches | 213605 | 82822141 | 213605 | 82822141 | Anchorage | 17-I
| University of Alaska Anchorage | Edward & Cathryn Rasmuson Hall | Painting | 577020 | 83399161 | 577020 | 83399161 | Anchorage | 17-I
| University of Alaska Anchorage | Edward & Cathryn Rasmuson Hall | Return Fans - 10 to 25 HP | 312000 | 83711161 | 312000 | 83711161 | Anchorage | 17-I
| University of Alaska Anchorage | Edward & Cathryn Rasmuson Hall | Secondary Transformer | 816000 | 84527161 | 816000 | 84527161 | Anchorage | 17-I
| University of Alaska Anchorage | Edward & Cathryn Rasmuson Hall | Siding | 102000 | 84629161 | 102000 | 84629161 | Anchorage | 17-I
| University of Alaska Anchorage | Edward & Cathryn Rasmuson Hall | Supply Fans - 10 to 25 HP | 78000 | 84707161 | 78000 | 84707161 | Anchorage | 17-I
| University of Alaska Anchorage | Edward & Cathryn Rasmuson Hall | Unit Heaters | 63000 | 84770161 | 63000 | 84770161 | Anchorage | 17-I
| University of Alaska Anchorage | Edward & Cathryn Rasmuson Hall | Variable Frequency Drives | 13000 | 84783161 | 13000 | 84783161 | Anchorage | 17-I
| University of Alaska Anchorage | Lucy Cuddy Hall | ADA | 15000 | 84798161 | 15000 | 84798161 | Anchorage | 17-I
| University of Alaska Anchorage | Lucy Cuddy Hall | Air Handlers | 1136000 | 85934161 | 1136000 | 85934161 | Anchorage | 17-I
| University of Alaska Anchorage | Lucy Cuddy Hall | Building Boilers | 838000 | 86772161 | 838000 | 86772161 | Anchorage | 17-I
| University of Alaska Anchorage | Lucy Cuddy Hall | Building Distribution | 565188 | 87337349 | 565188 | 87337349 | Anchorage | 17-I
| University of Alaska Anchorage | Lucy Cuddy Hall | Building Piping - 2 Pipe or steam | 524000 | 87861349 | 524000 | 87861349 | Anchorage | 17-I
| University of Alaska Anchorage | Lucy Cuddy Hall | Building Wiring | 524000 | 88385349 | 524000 | 88385349 | Anchorage | 17-I
| University of Alaska Anchorage | Lucy Cuddy Hall | Built-Up/Membrane | 607000 | 88992349 | 607000 | 88992349 | Anchorage | 17-I
| University of Alaska Anchorage | Lucy Cuddy Hall | Carpet | 335000 | 89327349 | 335000 | 89327349 | Anchorage | 17-I
| University of Alaska Anchorage | Lucy Cuddy Hall | Caulking | 12000 | 89339349 | 12000 | 89339349 | Anchorage | 17-I
| University of Alaska Anchorage | Lucy Cuddy Hall | Chiller - DX or Split System | 3000 | 89342349 | 3000 | 89342349 | Anchorage | 17-I
| University of Alaska Anchorage | Lucy Cuddy Hall | Chiller - Liebert Unit | 39000 | 89381349 | 39000 | 89381349 | Anchorage | 17-I
| University of Alaska Anchorage | Lucy Cuddy Hall | Circuit Breaker Panels | 79000 | 89460349 | 79000 | 89460349 | Anchorage | 17-I
| University of Alaska Anchorage | Lucy Cuddy Hall | Circulating Pumps | 14000 | 89474349 | 14000 | 89474349 | Anchorage | 17-I
| University of Alaska Anchorage | Lucy Cuddy Hall | Compressors | 16000 | 89490349 | 16000 | 89490349 | Anchorage | 17-I
| University of Alaska Anchorage | Lucy Cuddy Hall | Concrete | 13000 | 89503349 | 13000 | 89503349 | Anchorage | 17-I
| University of Alaska Anchorage | Lucy Cuddy Hall | Controls | 27000 | 89530349 | 27000 | 89530349 | Anchorage | 17-I
| University of Alaska Anchorage | Lucy Cuddy Hall | Drainage Piping & Drains | 436000 | 89966349 | 436000 | 89966349 | Anchorage | 17-I
| University of Alaska Anchorage | Lucy Cuddy Hall | Drop Ceiling Replacement | 349000 | 90315349 | 349000 | 90315349 | Anchorage | 17-I
| University of Alaska Anchorage | Lucy Cuddy Hall | Exhaust Fans - <1 HP | 20000 | 90335349 | 20000 | 90335349 | Anchorage | 17-I
| University of Alaska Anchorage | Lucy Cuddy Hall | Exterior Doors | 188000 | 90523349 | 188000 | 90523349 | Anchorage | 17-I
| University of Alaska Anchorage | Lucy Cuddy Hall | Exterior Stairs | 1000 | 90524349 | 1000 | 90524349 | Anchorage | 17-I
| University of Alaska Anchorage | Lucy Cuddy Hall | Faucets & Sinks | 23000 | 90547349 | 23000 | 90547349 | Anchorage | 17-I
| University of Alaska Anchorage | Lucy Cuddy Hall | Fire Alarm Panel | 399000 | 90946349 | 399000 | 90946349 | Anchorage | 17-I
| University of Alaska Anchorage | Lucy Cuddy Hall | Fume Hoods | 195000 | 91141349 | 195000 | 91141349 | Anchorage | 17-I
| University of Alaska Anchorage | Lucy Cuddy Hall | HW Converter/Heat Exchanger | 63000 | 91204349 | 63000 | 91204349 | Anchorage | 17-I
| University of Alaska Anchorage | Lucy Cuddy Hall | Indoor Lighting | 279000 | 91483349 | 279000 | 91483349 | Anchorage | 17-I
| University of Alaska Anchorage | Lucy Cuddy Hall | Interior Doors & Doorways | 175000 | 91658349 | 175000 | 91658349 | Anchorage | 17-I
| University of Alaska Anchorage | Lucy Cuddy Hall | Large Bath - 6+ units no Shower | 438000 | 92096349 | 438000 | 92096349 | Anchorage | 17-I
| University of Alaska Anchorage | Lucy Cuddy Hall | Leaders- Interior | 1000 | 92097349 | 1000 | 92097349 | Anchorage | 17-I
| University of Alaska Anchorage | Lucy Cuddy Hall | Motor Control Center | 125000 | 92222349 | 125000 | 92222349 | Anchorage | 17-I
| University of Alaska Anchorage | Lucy Cuddy Hall | Outlets and Switches | 66000 | 92288349 | 66000 | 92288349 | Anchorage | 17-I
| University of Alaska Anchorage | Lucy Cuddy Hall | Painting | 467612 | 92755961 | 467612 | 92755961 | Anchorage | 17-I
| University of Alaska Anchorage | Lucy Cuddy Hall | Return Fans - 10 to 25 HP | 156000 | 92911961 | 156000 | 92911961 | Anchorage | 17-I
| University of Alaska Anchorage | Lucy Cuddy Hall | Sprinklers | 2620000 | 95531961 | 2620000 | 95531961 | Anchorage | 17-I
| University of Alaska Anchorage | Lucy Cuddy Hall | Tile | 34000 | 95565961 | 34000 | 95565961 | Anchorage | 17-I
| University of Alaska Anchorage | Lucy Cuddy Hall | Unit Heaters | 27000 | 95592961 | 27000 | 95592961 | Anchorage | 17-I
| University of Alaska Anchorage | Lucy Cuddy Hall | Windows - Medium | 88000 | 95680961 | 88000 | 95680961 | Anchorage | 17-I
| University of Alaska Anchorage | West Bridge | ADA | 10000 | 95690961 | 10000 | 95690961 | Anchorage | 17-I
| University of Alaska Anchorage | West Bridge | Air Handlers | 107000 | 95797961 | 107000 | 95797961 | Anchorage | 17-I
| University of Alaska Anchorage | West Bridge | Building Wiring | 99000 | 95896961 | 99000 | 95896961 | Anchorage | 17-I
| University of Alaska Anchorage | West Bridge | Built-Up/Membrane | 120000 | 96016961 | 120000 | 96016961 | Anchorage | 17-I
| University of Alaska Anchorage | West Bridge | Carpet | 79000 | 96095961 | 79000 | 96095961 | Anchorage | 17-I
| University of Alaska Anchorage | West Bridge | Controls | 5000 | 96100961 | 5000 | 96100961 | Anchorage | 17-I
| University of Alaska Anchorage | West Bridge | Emergency Circuit Wiring | 25000 | 96125961 | 25000 | 96125961 | Anchorage | 17-I
| University of Alaska Anchorage | West Bridge | Exterior Doors | 63000 | 96188961 | 63000 | 96188961 | Anchorage | 17-I
| University of Alaska Anchorage | West Bridge | Indoor Lighting | 53000 | 96241961 | 53000 | 96241961 | Anchorage | 17-I
| University of Alaska Anchorage | West Bridge | Interior Doors & Doorways | 30000 | 96271961 | 30000 | 96271961 | Anchorage | 17-I
| University of Alaska Anchorage | West Bridge | Outlets and Switches | 3000 | 96274961 | 3000 | 96274961 | Anchorage | 17-I
| University of Alaska Anchorage | Greenhouse | Building Wiring | 32000 | 96306961 | 32000 | 96306961 | Anchorage | 17-I
| University of Alaska Anchorage | Greenhouse | Built-Up/Membrane | 44000 | 96350961 | 44000 | 96350961 | Anchorage | 17-I
| University of Alaska Anchorage | Greenhouse | Concrete | 8000 | 96358961 | 8000 | 96358961 | Anchorage | 17-I
| University of Alaska Anchorage | Greenhouse | Exterior Doors | 31000 | 96389961 | 31000 | 96389961 | Anchorage | 17-I
| University of Alaska Anchorage | Greenhouse | Faucets & Sinks | 2000 | 96391961 | 2000 | 96391961 | Anchorage | 17-I
| University of Alaska Anchorage | Greenhouse | Gutters | 1000 | 96392961 | 1000 | 96392961 | Anchorage | 17-I
| University of Alaska Anchorage | Greenhouse | Indoor Lighting | 17000 | 96409961 | 17000 | 96409961 | Anchorage | 17-I
| University of Alaska Anchorage | Greenhouse | Interior Doors & Doorways | 5000 | 96414961 | 5000 | 96414961 | Anchorage | 17-I
| University of Alaska Anchorage | Greenhouse | Outlets and Switches | 1000 | 96415961 | 1000 | 96415961 | Anchorage | 17-I
| University of Alaska Anchorage | Greenhouse | Siding | 2000 | 96417961 | 2000 | 96417961 | Anchorage | 17-I
| University of Alaska Anchorage | Greenhouse Storage | Building Wiring | 4000 | 96421961 | 4000 | 96421961 | Anchorage | 17-I
| University of Alaska Anchorage | Greenhouse Storage | Exterior Doors | 16000 | 96437961 | 16000 | 96437961 | Anchorage | 17-I
| University of Alaska Anchorage | Greenhouse Storage | Indoor Lighting | 2000 | 96439961 | 2000 | 96439961 | Anchorage | 17-I
| University of Alaska Anchorage | Greenhouse Storage | Interior Doors & Doorways | 5000 | 96444961 | 5000 | 96444961 | Anchorage | 17-I
| University of Alaska Anchorage | Greenhouse Storage | Leaders- Exterior | 5000 | 96449961 | 5000 | 96449961 | Anchorage | 17-I
| University of Alaska Anchorage | Greenhouse Storage | Outlets and Switches | 1000 | 96450961 | 1000 | 96450961 | Anchorage | 17-I
| University of Alaska Anchorage | Greenhouse Storage | Painting | 2000 | 96452961 | 2000 | 96452961 | Anchorage | 17-I
| University of Alaska Anchorage | Greenhouse Storage | Shingle | 4000 | 96456961 | 4000 | 96456961 | Anchorage | 17-I
| University of Alaska Anchorage | Greenhouse Storage | Windows (Trim) | 1000 | 96457961 | 1000 | 96457961 | Anchorage | 17-I
| University of Alaska Anchorage | Auto/Diesel Technology Building | ADA | 10000 | 96467961 | 10000 | 96467961 | Anchorage | 17-I
| University of Alaska Anchorage | Auto/Diesel Technology Building | Air Handlers | 536000 | 97003961 | 536000 | 97003961 | Anchorage | 17-I
| University of Alaska Anchorage | Auto/Diesel Technology Building | Air House - Return Fan | 78000 | 97081961 | 78000 | 97081961 | Anchorage | 17-I
| University of Alaska Anchorage | Auto/Diesel Technology Building | Air House - Supply | 78000 | 97159961 | 78000 | 97159961 | Anchorage | 17-I
| University of Alaska Anchorage | Auto/Diesel Technology Building | Automatic Transfer Switch | 25000 | 97184961 | 25000 | 97184961 | Anchorage | 17-I
| University of Alaska Anchorage | Auto/Diesel Technology Building | Building Distribution | 572665 | 97757626 | 572665 | 97757626 | Anchorage | 17-I
| University of Alaska Anchorage | Auto/Diesel Technology Building | Building Piping - 2 Pipe or steam | 494000 | 98251626 | 494000 | 98251626 | Anchorage | 17-I
| University of Alaska Anchorage | Auto/Diesel Technology Building | Building Wiring | 494000 | 98745626 | 494000 | 98745626 | Anchorage | 17-I
| University of Alaska Anchorage | Auto/Diesel Technology Building | Carpet | 39000 | 98784626 | 39000 | 98784626 | Anchorage | 17-I
| University of Alaska Anchorage | Auto/Diesel Technology Building | Chiller - Liebert Unit | 78000 | 98862626 | 78000 | 98862626 | Anchorage | 17-I
| University of Alaska Anchorage | Auto/Diesel Technology Building | Circuit Breaker Panels | 37000 | 98899626 | 37000 | 98899626 | Anchorage | 17-I
| University of Alaska Anchorage | Auto/Diesel Technology Building | Circulating Pumps | 2000 | 98901626 | 2000 | 98901626 | Anchorage | 17-I
| University of Alaska Anchorage | Auto/Diesel Technology Building | Compressors | 16000 | 98917626 | 16000 | 98917626 | Anchorage | 17-I
| University of Alaska Anchorage | Auto/Diesel Technology Building | Controls | 27000 | 98944626 | 27000 | 98944626 | Anchorage | 17-I
| University of Alaska Anchorage | Auto/Diesel Technology Building | Drainage Piping & Drains | 411000 | 99355626 | 411000 | 99355626 | Anchorage | 17-I
| University of Alaska Anchorage | Auto/Diesel Technology Building | Elevators Replacement | 234000 | 99589626 | 234000 | 99589626 | Anchorage | 17-I
| University of Alaska Anchorage | Auto/Diesel Technology Building | Emergency Circuit Wiring | 123000 | 99712626 | 123000 | 99712626 | Anchorage | 17-I
| University of Alaska Anchorage | Auto/Diesel Technology Building | Emergency/ Backup Generation | 63000 | 99775626 | 63000 | 99775626 | Anchorage | 17-I
| University of Alaska Anchorage | Auto/Diesel Technology Building | Exhaust Fans - <1 HP | 20000 | 99795626 | 20000 | 99795626 | Anchorage | 17-I
| University of Alaska Anchorage | Auto/Diesel Technology Building | Faucets & Sinks | 2000 | 99797626 | 2000 | 99797626 | Anchorage | 17-I
| University of Alaska Anchorage | Auto/Diesel Technology Building | Fire Alarm Panel | 266000 | 100063626 | 266000 | 100063626 | Anchorage | 17-I
| University of Alaska Anchorage | Auto/Diesel Technology Building | Indoor Lighting | 263000 | 100326626 | 263000 | 100326626 | Anchorage | 17-I
| University of Alaska Anchorage | Auto/Diesel Technology Building | Interior Doors & Doorways | 195912 | 100522538 | 195912 | 100522538 | Anchorage | 17-I
| University of Alaska Anchorage | Auto/Diesel Technology Building | Lab Use (Eye Wash/ Showers) | 6000 | 100528538 | 6000 | 100528538 | Anchorage | 17-I
| University of Alaska Anchorage | Auto/Diesel Technology Building | Locker Rooms | 938000 | 101466538 | 938000 | 101466538 | Anchorage | 17-I
| University of Alaska Anchorage | Auto/Diesel Technology Building | Main Building Panels/Switchgear | 39000 | 101505538 | 39000 | 101505538 | Anchorage | 17-I
| University of Alaska Anchorage | Auto/Diesel Technology Building | Med Bath - 4 to 5 units with Shower | 281000 | 101786538 | 281000 | 101786538 | Anchorage | 17-I
| University of Alaska Anchorage | Auto/Diesel Technology Building | Motor Control Center | 125000 | 101911538 | 125000 | 101911538 | Anchorage | 17-I
| University of Alaska Anchorage | Auto/Diesel Technology Building | Occupancy Sensors for Lighting | 10000 | 101921538 | 10000 | 101921538 | Anchorage | 17-I
| University of Alaska Anchorage | Auto/Diesel Technology Building | Outlets and Switches | 55000 | 101976538 | 55000 | 101976538 | Anchorage | 17-I
| University of Alaska Anchorage | Auto/Diesel Technology Building | Painting | 174912 | 102151450 | 174912 | 102151450 | Anchorage | 17-I
| University of Alaska Anchorage | Auto/Diesel Technology Building | Return Fans - 10 to 25 HP | 78000 | 102229450 | 78000 | 102229450 | Anchorage | 17-I
| University of Alaska Anchorage | Auto/Diesel Technology Building | Secondary Transformer | 123000 | 102352450 | 123000 | 102352450 | Anchorage | 17-I
| University of Alaska Anchorage | Auto/Diesel Technology Building | Siding | 31000 | 102383450 | 31000 | 102383450 | Anchorage | 17-I
| University of Alaska Anchorage | Auto/Diesel Technology Building | Storage Tanks | 16000 | 102399450 | 16000 | 102399450 | Anchorage | 17-I
| University of Alaska Anchorage | Professional Studies Building | ADA | 50000 | 102449450 | 50000 | 102449450 | Anchorage | 17-I
| University of Alaska Anchorage | Professional Studies Building | Air Handlers | 3554000 | 106003450 | 3554000 | 106003450 | Anchorage | 17-I
| University of Alaska Anchorage | Professional Studies Building | Air House - Return Fan | 78000 | 106081450 | 78000 | 106081450 | Anchorage | 17-I
| University of Alaska Anchorage | Professional Studies Building | Automatic Transfer Switch | 25000 | 106106450 | 25000 | 106106450 | Anchorage | 17-I
| University of Alaska Anchorage | Professional Studies Building | Building Boilers | 5240000 | 111346450 | 5240000 | 111346450 | Anchorage | 17-I
| University of Alaska Anchorage | Professional Studies Building | Building Distribution | 1911000 | 113257450 | 1911000 | 113257450 | Anchorage | 17-I
| University of Alaska Anchorage | Professional Studies Building | Building Piping - 2 Pipe or steam | 1638000 | 114895450 | 1638000 | 114895450 | Anchorage | 17-I
| University of Alaska Anchorage | Professional Studies Building | Building Wiring | 1560657 | 116456107 | 1560657 | 116456107 | Anchorage | 17-I
| University of Alaska Anchorage | Professional Studies Building | Built-Up/Membrane | 1389822 | 117845929 | 1389822 | 117845929 | Anchorage | 17-I
| University of Alaska Anchorage | Professional Studies Building | Carpet | 1108908 | 118954837 | 1108908 | 118954837 | Anchorage | 17-I
| University of Alaska Anchorage | Professional Studies Building | Caulking | 19000 | 118973837 | 19000 | 118973837 | Anchorage | 17-I
| University of Alaska Anchorage | Professional Studies Building | Chiller - Liebert Unit | 78000 | 119051837 | 78000 | 119051837 | Anchorage | 17-I
| University of Alaska Anchorage | Professional Studies Building | Chiller - Package Unit | 4000 | 119055837 | 4000 | 119055837 | Anchorage | 17-I
| University of Alaska Anchorage | Professional Studies Building | Circuit Breaker Panels | 123000 | 119178837 | 123000 | 119178837 | Anchorage | 17-I
| University of Alaska Anchorage | Professional Studies Building | Circulating Pumps | 32000 | 119210837 | 32000 | 119210837 | Anchorage | 17-I
| University of Alaska Anchorage | Professional Studies Building | Compressors | 16000 | 119226837 | 16000 | 119226837 | Anchorage | 17-I
| University of Alaska Anchorage | Professional Studies Building | Controls | 87000 | 119313837 | 87000 | 119313837 | Anchorage | 17-I
| University of Alaska Anchorage | Professional Studies Building | Drainage Piping & Drains | 1365000 | 120678837 | 1365000 | 120678837 | Anchorage | 17-I
| University of Alaska Anchorage | Professional Studies Building | Drop Ceiling Panels | 524000 | 121202837 | 524000 | 121202837 | Anchorage | 17-I
| University of Alaska Anchorage | Professional Studies Building | Drop Ceiling Replacement | 1092000 | 122294837 | 1092000 | 122294837 | Anchorage | 17-I
| University of Alaska Anchorage | Professional Studies Building | Elevators Mechanical Upgrade | 110000 | 122404837 | 110000 | 122404837 | Anchorage | 17-I
| University of Alaska Anchorage | Professional Studies Building | Elevators Replacement | 234000 | 122638837 | 234000 | 122638837 | Anchorage | 17-I
| University of Alaska Anchorage | Professional Studies Building | Emergency Circuit Wiring | 409000 | 123047837 | 409000 | 123047837 | Anchorage | 17-I
| University of Alaska Anchorage | Professional Studies Building | Emergency/ Backup Generation | 38000 | 123085837 | 38000 | 123085837 | Anchorage | 17-I
| University of Alaska Anchorage | Professional Studies Building | Exhaust Fans - <1 HP | 6000 | 123091837 | 6000 | 123091837 | Anchorage | 17-I
| University of Alaska Anchorage | Professional Studies Building | Exterior Doors | 219000 | 123310837 | 219000 | 123310837 | Anchorage | 17-I
| University of Alaska Anchorage | Professional Studies Building | Faucets & Sinks | 2000 | 123312837 | 2000 | 123312837 | Anchorage | 17-I
| University of Alaska Anchorage | Professional Studies Building | Fire Alarm Panel | 399000 | 123711837 | 399000 | 123711837 | Anchorage | 17-I
| University of Alaska Anchorage | Professional Studies Building | Indoor Lighting | 874000 | 124585837 | 874000 | 124585837 | Anchorage | 17-I
| University of Alaska Anchorage | Professional Studies Building | Interior Doors & Doorways | 1250000 | 125835837 | 1250000 | 125835837 | Anchorage | 17-I
| University of Alaska Anchorage | Professional Studies Building | Large Bath - 6+ units with shower | 1875000 | 127710837 | 1875000 | 127710837 | Anchorage | 17-I
| University of Alaska Anchorage | Professional Studies Building | Leaders- Interior | 1000 | 127711837 | 1000 | 127711837 | Anchorage | 17-I
| University of Alaska Anchorage | Professional Studies Building | Main Building Panels/Switchgear | 39000 | 127750837 | 39000 | 127750837 | Anchorage | 17-I
| University of Alaska Anchorage | Professional Studies Building | Motor Control Center | 125000 | 127875837 | 125000 | 127875837 | Anchorage | 17-I
| University of Alaska Anchorage | Professional Studies Building | Occupancy Sensors for Lighting | 34000 | 127909837 | 34000 | 127909837 | Anchorage | 17-I
| University of Alaska Anchorage | Professional Studies Building | Outlets and Switches | 343000 | 128252837 | 343000 | 128252837 | Anchorage | 17-I
| University of Alaska Anchorage | Professional Studies Building | Painting | 1566000 | 129818837 | 1566000 | 129818837 | Anchorage | 17-I
| University of Alaska Anchorage | Professional Studies Building | Primary Pumps | 117000 | 129935837 | 117000 | 129935837 | Anchorage | 17-I
| University of Alaska Anchorage | Professional Studies Building | Replacement | 341000 | 130276837 | 341000 | 130276837 | Anchorage | 17-I
| University of Alaska Anchorage | Professional Studies Building | Return Fans - 10 to 25 HP | 702000 | 130978837 | 702000 | 130978837 | Anchorage | 17-I
| University of Alaska Anchorage | Professional Studies Building | Secondary Transformer | 270000 | 131248837 | 270000 | 131248837 | Anchorage | 17-I
| University of Alaska Anchorage | Professional Studies Building | Siding | 61000 | 131309837 | 61000 | 131309837 | Anchorage | 17-I
| University of Alaska Anchorage | Professional Studies Building | Skylights | 78000 | 131387837 | 78000 | 131387837 | Anchorage | 17-I
| University of Alaska Anchorage | Professional Studies Building | Storage Tanks | 16000 | 131403837 | 16000 | 131403837 | Anchorage | 17-I
| University of Alaska Anchorage | Professional Studies Building | Supply Fans - 10 to 25 HP | 78000 | 131481837 | 78000 | 131481837 | Anchorage | 17-I
| University of Alaska Anchorage | Professional Studies Building | Unit Heaters | 63000 | 131544837 | 63000 | 131544837 | Anchorage | 17-I
| University of Alaska Anchorage | Professional Studies Building | Variable Frequency Drives | 13000 | 131557837 | 13000 | 131557837 | Anchorage | 17-I
| University of Alaska Anchorage | Professional Studies Building | Windows - Medium | 928000 | 132485837 | 928000 | 132485837 | Anchorage | 17-I
| University of Alaska Anchorage | Professional Studies Building | Wood - Replace | 205000 | 132690837 | 205000 | 132690837 | Anchorage | 17-I
| University of Alaska Anchorage | Wendy Williamson Auditorium | ADA | 5000 | 132695837 | 5000 | 132695837 | Anchorage | 17-I
| University of Alaska Anchorage | Wendy Williamson Auditorium | Air Handlers | 1336000 | 134031837 | 1336000 | 134031837 | Anchorage | 17-I
| University of Alaska Anchorage | Wendy Williamson Auditorium | Automatic Transfer Switch | 25000 | 134056837 | 25000 | 134056837 | Anchorage | 17-I
| University of Alaska Anchorage | Wendy Williamson Auditorium | Building Distribution | 719000 | 134775837 | 719000 | 134775837 | Anchorage | 17-I
| University of Alaska Anchorage | Wendy Williamson Auditorium | Building Piping - 2 Pipe or steam | 616000 | 135391837 | 616000 | 135391837 | Anchorage | 17-I
| University of Alaska Anchorage | Wendy Williamson Auditorium | Building Piping - 4 Pipe | 1797000 | 137188837 | 1797000 | 137188837 | Anchorage | 17-I
| University of Alaska Anchorage | Wendy Williamson Auditorium | Building Wiring | 616000 | 137804837 | 616000 | 137804837 | Anchorage | 17-I
| University of Alaska Anchorage | Wendy Williamson Auditorium | Carpet | 493000 | 138297837 | 493000 | 138297837 | Anchorage | 17-I
| University of Alaska Anchorage | Wendy Williamson Auditorium | Caulking | 17000 | 138314837 | 17000 | 138314837 | Anchorage | 17-I
| University of Alaska Anchorage | Wendy Williamson Auditorium | Circuit Breaker Panels | 92000 | 138406837 | 92000 | 138406837 | Anchorage | 17-I
| University of Alaska Anchorage | Wendy Williamson Auditorium | Circulating Pumps | 6000 | 138412837 | 6000 | 138412837 | Anchorage | 17-I
| University of Alaska Anchorage | Wendy Williamson Auditorium | Controls | 32000 | 138444837 | 32000 | 138444837 | Anchorage | 17-I
| University of Alaska Anchorage | Wendy Williamson Auditorium | Drainage Piping & Drains | 513000 | 138957837 | 513000 | 138957837 | Anchorage | 17-I
| University of Alaska Anchorage | Wendy Williamson Auditorium | Emergency Circuit Wiring | 154000 | 139111837 | 154000 | 139111837 | Anchorage | 17-I
| University of Alaska Anchorage | Wendy Williamson Auditorium | Exhaust Fans - <1 HP | 16000 | 139127837 | 16000 | 139127837 | Anchorage | 17-I
| University of Alaska Anchorage | Wendy Williamson Auditorium | Exterior Doors | 234000 | 139361837 | 234000 | 139361837 | Anchorage | 17-I
| University of Alaska Anchorage | Wendy Williamson Auditorium | Exterior Stairs | 11000 | 139372837 | 11000 | 139372837 | Anchorage | 17-I
| University of Alaska Anchorage | Wendy Williamson Auditorium | Faucets & Sinks | 2000 | 139374837 | 2000 | 139374837 | Anchorage | 17-I
| University of Alaska Anchorage | Wendy Williamson Auditorium | Indoor Lighting | 246000 | 139620837 | 246000 | 139620837 | Anchorage | 17-I
| University of Alaska Anchorage | Wendy Williamson Auditorium | Interior Doors & Doorways | 265000 | 139885837 | 265000 | 139885837 | Anchorage | 17-I
| University of Alaska Anchorage | Wendy Williamson Auditorium | Large Bath - 6+ units no Shower | 438000 | 140323837 | 438000 | 140323837 | Anchorage | 17-I
| University of Alaska Anchorage | Wendy Williamson Auditorium | Main Building Panels/Switchgear | 39000 | 140362837 | 39000 | 140362837 | Anchorage | 17-I
| University of Alaska Anchorage | Wendy Williamson Auditorium | Motor Control Center | 125000 | 140487837 | 125000 | 140487837 | Anchorage | 17-I
| University of Alaska Anchorage | Wendy Williamson Auditorium | Outlets and Switches | 92000 | 140579837 | 92000 | 140579837 | Anchorage | 17-I
| University of Alaska Anchorage | Wendy Williamson Auditorium | Painting | 359000 | 140938837 | 359000 | 140938837 | Anchorage | 17-I
| University of Alaska Anchorage | Wendy Williamson Auditorium | Return Fans - 10 to 25 HP | 234000 | 141172837 | 234000 | 141172837 | Anchorage | 17-I
| University of Alaska Anchorage | Wendy Williamson Auditorium | Secondary Transformer | 308000 | 141480837 | 308000 | 141480837 | Anchorage | 17-I
| University of Alaska Anchorage | Wendy Williamson Auditorium | Small Bath - 1 to 3 units no Shower | 44000 | 141524837 | 44000 | 141524837 | Anchorage | 17-I
| University of Alaska Anchorage | Wendy Williamson Auditorium | Specialties | 250000 | 141774837 | 250000 | 141774837 | Anchorage | 17-I
| University of Alaska Anchorage | Wendy Williamson Auditorium | Sprinklers | 1232000 | 143006837 | 1232000 | 143006837 | Anchorage | 17-I
| University of Alaska Anchorage | Wendy Williamson Auditorium | Supply Fans - 10 to 25 HP | 78000 | 143084837 | 78000 | 143084837 | Anchorage | 17-I
| University of Alaska Anchorage | Wendy Williamson Auditorium | Unit Heaters | 54000 | 143138837 | 54000 | 143138837 | Anchorage | 17-I
| University of Alaska Anchorage | Wendy Williamson Auditorium | Variable Frequency Drives | 26000 | 143164837 | 26000 | 143164837 | Anchorage | 17-I
| University of Alaska Anchorage | Wendy Williamson Auditorium | Windows - Medium | 209000 | 143373837 | 209000 | 143373837 | Anchorage | 17-I
| University of Alaska Anchorage | Allied Health Sciences Building | ADA | 20000 | 143393837 | 20000 | 143393837 | Anchorage | 17-I
| University of Alaska Anchorage | Allied Health Sciences Building | Automatic Transfer Switch | 25000 | 143418837 | 25000 | 143418837 | Anchorage | 17-I
| University of Alaska Anchorage | Allied Health Sciences Building | Building Wiring | 254000 | 143672837 | 254000 | 143672837 | Anchorage | 17-I
| University of Alaska Anchorage | Allied Health Sciences Building | Caulking | 19000 | 143691837 | 19000 | 143691837 | Anchorage | 17-I
| University of Alaska Anchorage | Allied Health Sciences Building | Circuit Breaker Panels | 38000 | 143729837 | 38000 | 143729837 | Anchorage | 17-I
| University of Alaska Anchorage | Allied Health Sciences Building | Drainage Piping & Drains | 424000 | 144153837 | 424000 | 144153837 | Anchorage | 17-I
| University of Alaska Anchorage | Allied Health Sciences Building | Elevators Replacement | 234000 | 144387837 | 234000 | 144387837 | Anchorage | 17-I
| University of Alaska Anchorage | Allied Health Sciences Building | Emergency Circuit Wiring | 127000 | 144514837 | 127000 | 144514837 | Anchorage | 17-I
| University of Alaska Anchorage | Allied Health Sciences Building | Exterior Doors | 78000 | 144592837 | 78000 | 144592837 | Anchorage | 17-I
| University of Alaska Anchorage | Allied Health Sciences Building | Faucets & Sinks | 2000 | 144594837 | 2000 | 144594837 | Anchorage | 17-I
| University of Alaska Anchorage | Allied Health Sciences Building | Fire Alarm Panel | 665000 | 145259837 | 665000 | 145259837 | Anchorage | 17-I
| University of Alaska Anchorage | Allied Health Sciences Building | Main Building Panels/Switchgear | 39000 | 145298837 | 39000 | 145298837 | Anchorage | 17-I
| University of Alaska Anchorage | Allied Health Sciences Building | Motor Control Center | 125000 | 145423837 | 125000 | 145423837 | Anchorage | 17-I
| University of Alaska Anchorage | Allied Health Sciences Building | Painting | 297000 | 145720837 | 297000 | 145720837 | Anchorage | 17-I
| University of Alaska Anchorage | Allied Health Sciences Building | Skylights | 39000 | 145759837 | 39000 | 145759837 | Anchorage | 17-I
| University of Alaska Anchorage | Allied Health Sciences Building | Windows - Medium | 531000 | 146290837 | 531000 | 146290837 | Anchorage | 17-I
| University of Alaska Anchorage | Energy Module No. 1 | Automatic Transfer Switch | 25000 | 146315837 | 25000 | 146315837 | Anchorage | 17-I
| University of Alaska Anchorage | Energy Module No. 1 | Building Wiring | 49000 | 146364837 | 49000 | 146364837 | Anchorage | 17-I
| University of Alaska Anchorage | Energy Module No. 1 | Circuit Breaker Panels | 7000 | 146371837 | 7000 | 146371837 | Anchorage | 17-I
| University of Alaska Anchorage | Energy Module No. 1 | Drainage Piping & Drains | 41000 | 146412837 | 41000 | 146412837 | Anchorage | 17-I
| University of Alaska Anchorage | Energy Module No. 1 | Emergency Circuit Wiring | 12000 | 146424837 | 12000 | 146424837 | Anchorage | 17-I
| University of Alaska Anchorage | Energy Module No. 1 | Emergency/ Backup Generation | 3000 | 146427837 | 3000 | 146427837 | Anchorage | 17-I
| University of Alaska Anchorage | Energy Module No. 1 | Exterior Doors | 63000 | 146490837 | 63000 | 146490837 | Anchorage | 17-I
| University of Alaska Anchorage | Energy Module No. 1 | Fire Alarm Panel | 133000 | 146623837 | 133000 | 146623837 | Anchorage | 17-I
| University of Alaska Anchorage | Energy Module No. 1 | Indoor Lighting | 26000 | 146649837 | 26000 | 146649837 | Anchorage | 17-I
| University of Alaska Anchorage | Energy Module No. 1 | Interior Doors & Doorways | 5000 | 146654837 | 5000 | 146654837 | Anchorage | 17-I
| University of Alaska Anchorage | Energy Module No. 1 | Main Building Panels/Switchgear | 39000 | 146693837 | 39000 | 146693837 | Anchorage | 17-I
| University of Alaska Anchorage | Energy Module No. 1 | Motor Control Center | 125000 | 146818837 | 125000 | 146818837 | Anchorage | 17-I
| University of Alaska Anchorage | Energy Module No. 1 | Outlets and Switches | 1000 | 146819837 | 1000 | 146819837 | Anchorage | 17-I
| University of Alaska Anchorage | Energy Module No. 1 | Primary Pumps | 117000 | 146936837 | 117000 | 146936837 | Anchorage | 17-I
| University of Alaska Anchorage | Energy Module No. 1 | Secondary Transformer | 25000 | 146961837 | 25000 | 146961837 | Anchorage | 17-I
| University of Alaska Anchorage | Energy Module No. 1 | Sprinklers | 49000 | 147010837 | 49000 | 147010837 | Anchorage | 17-I
| University of Alaska Anchorage | Energy Module No. 1 | Storage Tanks | 63000 | 147073837 | 63000 | 147073837 | Anchorage | 17-I
| University of Alaska Anchorage | Energy Module No. 1 | Switches | 625000 | 147698837 | 625000 | 147698837 | Anchorage | 17-I
| University of Alaska Anchorage | Energy Module No. 2 | Automatic Transfer Switch | 25000 | 147723837 | 25000 | 147723837 | Anchorage | 17-I
| University of Alaska Anchorage | Energy Module No. 2 | Building Wiring | 18300 | 147742137 | 18300 | 147742137 | Anchorage | 17-I
| University of Alaska Anchorage | Energy Module No. 2 | Circuit Breaker Panels | 7000 | 147749137 | 7000 | 147749137 | Anchorage | 17-I
| University of Alaska Anchorage | Energy Module No. 2 | Circulating Pumps | 14000 | 147763137 | 14000 | 147763137 | Anchorage | 17-I
| University of Alaska Anchorage | Energy Module No. 2 | Compressors | 32000 | 147795137 | 32000 | 147795137 | Anchorage | 17-I
| University of Alaska Anchorage | Energy Module No. 2 | Controls | 2000 | 147797137 | 2000 | 147797137 | Anchorage | 17-I
| University of Alaska Anchorage | Energy Module No. 2 | Emergency Circuit Wiring | 12000 | 147809137 | 12000 | 147809137 | Anchorage | 17-I
| University of Alaska Anchorage | Energy Module No. 2 | Exhaust Fans - <1 HP | 6000 | 147815137 | 6000 | 147815137 | Anchorage | 17-I
| University of Alaska Anchorage | Energy Module No. 2 | Exterior Doors | 63000 | 147878137 | 63000 | 147878137 | Anchorage | 17-I
| University of Alaska Anchorage | Energy Module No. 2 | Faucets & Sinks | 1667 | 147879804 | 1667 | 147879804 | Anchorage | 17-I
| University of Alaska Anchorage | Energy Module No. 2 | Fire Alarm Panel | 133000 | 148012804 | 133000 | 148012804 | Anchorage | 17-I
| University of Alaska Anchorage | Energy Module No. 2 | Indoor Lighting | 26000 | 148038804 | 26000 | 148038804 | Anchorage | 17-I
| University of Alaska Anchorage | Energy Module No. 2 | Interior Doors & Doorways | 5000 | 148043804 | 5000 | 148043804 | Anchorage | 17-I
| University of Alaska Anchorage | Energy Module No. 2 | Main Building Panels/Switchgear | 39000 | 148082804 | 39000 | 148082804 | Anchorage | 17-I
| University of Alaska Anchorage | Energy Module No. 2 | Motor Control Center | 125000 | 148207804 | 125000 | 148207804 | Anchorage | 17-I
| University of Alaska Anchorage | Energy Module No. 2 | Outlets and Switches | 1000 | 148208804 | 1000 | 148208804 | Anchorage | 17-I
| University of Alaska Anchorage | Energy Module No. 2 | Replace Tritium Exit Signs, and add signage per regulatory requirements | 8000 | 148216804 | 8000 | 148216804 | Anchorage | 17-I
| University of Alaska Anchorage | Energy Module No. 2 | Secondary Transformer | 25000 | 148241804 | 25000 | 148241804 | Anchorage | 17-I
| University of Alaska Anchorage | Energy Module No. 2 | Siding | 3000 | 148244804 | 3000 | 148244804 | Anchorage | 17-I
| University of Alaska Anchorage | Energy Module No. 2 | Sprinklers | 49000 | 148293804 | 49000 | 148293804 | Anchorage | 17-I
| University of Alaska Anchorage | Energy Module No. 2 | Storage Tanks | 63000 | 148356804 | 63000 | 148356804 | Anchorage | 17-I
| University of Alaska Anchorage | Energy Module No. 2 | Switches | 625000 | 148981804 | 625000 | 148981804 | Anchorage | 17-I
| University of Alaska Anchorage | Energy Module No. 2 | Variable Frequency Drives | 13000 | 148994804 | 13000 | 148994804 | Anchorage | 17-I
| University of Alaska Anchorage | Wells Fargo Sports Center | Building Distribution | 1170064 | 150164868 | 1170064 | 150164868 | Anchorage | 17-I
| University of Alaska Anchorage | Wells Fargo Sports Center | Building Wiring | 808408 | 150973276 | 808408 | 150973276 | Anchorage | 17-I
| University of Alaska Anchorage | Wells Fargo Sports Center | Caulking | 32000 | 151005276 | 32000 | 151005276 | Anchorage | 17-I
| University of Alaska Anchorage | Wells Fargo Sports Center | Circulating Pumps | 2000 | 151007276 | 2000 | 151007276 | Anchorage | 17-I
| University of Alaska Anchorage | Wells Fargo Sports Center | Controls | 9000 | 151016276 | 9000 | 151016276 | Anchorage | 17-I
| University of Alaska Anchorage | Wells Fargo Sports Center | Drainage Piping & Drains | 502064 | 151518340 | 502064 | 151518340 | Anchorage | 17-I
| University of Alaska Anchorage | Wells Fargo Sports Center | Elevators Replacement | 84000 | 151602340 | 84000 | 151602340 | Anchorage | 17-I
| University of Alaska Anchorage | Wells Fargo Sports Center | Exterior Doors | 438000 | 152040340 | 438000 | 152040340 | Anchorage | 17-I
| University of Alaska Anchorage | Wells Fargo Sports Center | Fire Alarm Panel | 399000 | 152439340 | 399000 | 152439340 | Anchorage | 17-I
| University of Alaska Anchorage | Wells Fargo Sports Center | Indoor Lighting | 187000 | 152626340 | 187000 | 152626340 | Anchorage | 17-I
| University of Alaska Anchorage | Wells Fargo Sports Center | Large Bath - 6+ units no Shower | 438000 | 153064340 | 438000 | 153064340 | Anchorage | 17-I
| University of Alaska Anchorage | Wells Fargo Sports Center | Med Bath - 4 to 5 units no Shower | 156000 | 153220340 | 156000 | 153220340 | Anchorage | 17-I
| University of Alaska Anchorage | Wells Fargo Sports Center | Occupancy Sensors for Lighting | 42000 | 153262340 | 42000 | 153262340 | Anchorage | 17-I
| University of Alaska Anchorage | Wells Fargo Sports Center | Outlets and Switches | 118000 | 153380340 | 118000 | 153380340 | Anchorage | 17-I
| University of Alaska Anchorage | Wells Fargo Sports Center | Pool | 9050496 | 162430836 | 9050496 | 162430836 | Anchorage | 17-I
| University of Alaska Anchorage | Wells Fargo Sports Center | Siding | 125000 | 162555836 | 125000 | 162555836 | Anchorage | 17-I
| University of Alaska Anchorage | Wells Fargo Sports Center | Supply Fans - 5 to 10 HP | 32013 | 162587849 | 32013 | 162587849 | Anchorage | 17-I
| University of Alaska Anchorage | Wells Fargo Sports Center | Unit Heaters | 44000 | 162631849 | 44000 | 162631849 | Anchorage | 17-I
| University of Alaska Anchorage | Wells Fargo Sports Center | Windows - Medium | 594000 | 163225849 | 594000 | 163225849 | Anchorage | 17-I
| University of Alaska Anchorage | Bookstore | ADA | 5000 | 163230849 | 5000 | 163230849 | Anchorage | 17-I
| University of Alaska Anchorage | Bookstore | Air Handlers | 1556000 | 164786849 | 1556000 | 164786849 | Anchorage | 17-I
| University of Alaska Anchorage | Bookstore | Alarms | 4000 | 164790849 | 4000 | 164790849 | Anchorage | 17-I
| University of Alaska Anchorage | Bookstore | Automatic Transfer Switch | 25000 | 164815849 | 25000 | 164815849 | Anchorage | 17-I
| University of Alaska Anchorage | Bookstore | Building Boilers | 1148000 | 165963849 | 1148000 | 165963849 | Anchorage | 17-I
| University of Alaska Anchorage | Bookstore | Building Distribution | 827288 | 166791137 | 827288 | 166791137 | Anchorage | 17-I
| University of Alaska Anchorage | Bookstore | Building Wiring | 574000 | 167365137 | 574000 | 167365137 | Anchorage | 17-I
| University of Alaska Anchorage | Bookstore | Caulking | 14000 | 167379137 | 14000 | 167379137 | Anchorage | 17-I
| University of Alaska Anchorage | Bookstore | Chiller - DX or Split System | 3000 | 167382137 | 3000 | 167382137 | Anchorage | 17-I
| University of Alaska Anchorage | Bookstore | Chiller - Liebert Unit | 39000 | 167421137 | 39000 | 167421137 | Anchorage | 17-I
| University of Alaska Anchorage | Bookstore | Circuit Breaker Panels | 86000 | 167507137 | 86000 | 167507137 | Anchorage | 17-I
| University of Alaska Anchorage | Bookstore | Circulating Pumps | 4000 | 167511137 | 4000 | 167511137 | Anchorage | 17-I
| University of Alaska Anchorage | Bookstore | Compressors | 16000 | 167527137 | 16000 | 167527137 | Anchorage | 17-I
| University of Alaska Anchorage | Bookstore | Controls | 37000 | 167564137 | 37000 | 167564137 | Anchorage | 17-I
| University of Alaska Anchorage | Bookstore | Drainage Piping & Drains | 598000 | 168162137 | 598000 | 168162137 | Anchorage | 17-I
| University of Alaska Anchorage | Bookstore | Elevators Replacement | 234000 | 168396137 | 234000 | 168396137 | Anchorage | 17-I
| University of Alaska Anchorage | Bookstore | Emergency Circuit Wiring | 179000 | 168575137 | 179000 | 168575137 | Anchorage | 17-I
| University of Alaska Anchorage | Bookstore | Exhaust Fans - <1 HP | 6000 | 168581137 | 6000 | 168581137 | Anchorage | 17-I
| University of Alaska Anchorage | Bookstore | Exterior Doors | 78000 | 168659137 | 78000 | 168659137 | Anchorage | 17-I
| University of Alaska Anchorage | Bookstore | Fan Coil Units | 25000 | 168684137 | 25000 | 168684137 | Anchorage | 17-I
| University of Alaska Anchorage | Bookstore | Faucets & Sinks | 2000 | 168686137 | 2000 | 168686137 | Anchorage | 17-I
| University of Alaska Anchorage | Bookstore | Fire Alarm Panel | 532000 | 169218137 | 532000 | 169218137 | Anchorage | 17-I
| University of Alaska Anchorage | Bookstore | Indoor Lighting | 115000 | 169333137 | 115000 | 169333137 | Anchorage | 17-I
| University of Alaska Anchorage | Bookstore | Leaders- Interior | 1000 | 169334137 | 1000 | 169334137 | Anchorage | 17-I
| University of Alaska Anchorage | Bookstore | Main Building Panels/Switchgear | 39000 | 169373137 | 39000 | 169373137 | Anchorage | 17-I
| University of Alaska Anchorage | Bookstore | Motor Control Center | 125000 | 169498137 | 125000 | 169498137 | Anchorage | 17-I
| University of Alaska Anchorage | Bookstore | Outlets and Switches | 61000 | 169559137 | 61000 | 169559137 | Anchorage | 17-I
| University of Alaska Anchorage | Bookstore | Return Fans - 10 to 25 HP | 78000 | 169637137 | 78000 | 169637137 | Anchorage | 17-I
| University of Alaska Anchorage | Bookstore | Secondary Transformer | 359000 | 169996137 | 359000 | 169996137 | Anchorage | 17-I
| University of Alaska Anchorage | Bookstore | Siding | 45000 | 170041137 | 45000 | 170041137 | Anchorage | 17-I
| University of Alaska Anchorage | Bookstore | Skylights | 39000 | 170080137 | 39000 | 170080137 | Anchorage | 17-I
| University of Alaska Anchorage | Bookstore | Small Bath - 1 to 3 units no Shower | 88000 | 170168137 | 88000 | 170168137 | Anchorage | 17-I
| University of Alaska Anchorage | Bookstore | Supply Fans - 10 to 25 HP | 702000 | 170870137 | 702000 | 170870137 | Anchorage | 17-I
| University of Alaska Anchorage | Bookstore | Switches | 605057 | 171475194 | 605057 | 171475194 | Anchorage | 17-I
| University of Alaska Anchorage | Bookstore | Unit Heaters | 9000 | 171484194 | 9000 | 171484194 | Anchorage | 17-I
| University of Alaska Anchorage | Bookstore | Windows - Medium | 1200000 | 172684194 | 1200000 | 172684194 | Anchorage | 17-I
| University of Alaska Anchorage | Student Union | ADA | 10000 | 172694194 | 10000 | 172694194 | Anchorage | 17-I
| University of Alaska Anchorage | Student Union | Air Handlers | 1830000 | 174524194 | 1830000 | 174524194 | Anchorage | 17-I
| University of Alaska Anchorage | Student Union | Alarms | 4000 | 174528194 | 4000 | 174528194 | Anchorage | 17-I
| University of Alaska Anchorage | Student Union | Automatic Transfer Switch | 25000 | 174553194 | 25000 | 174553194 | Anchorage | 17-I
| University of Alaska Anchorage | Student Union | Building Distribution | 984000 | 175537194 | 984000 | 175537194 | Anchorage | 17-I
| University of Alaska Anchorage | Student Union | Building Piping - 2 Pipe or steam | 843000 | 176380194 | 843000 | 176380194 | Anchorage | 17-I
| University of Alaska Anchorage | Student Union | Building Wiring | 843000 | 177223194 | 843000 | 177223194 | Anchorage | 17-I
| University of Alaska Anchorage | Student Union | Carpet | 440918 | 177664112 | 440918 | 177664112 | Anchorage | 17-I
| University of Alaska Anchorage | Student Union | Caulking | 13000 | 177677112 | 13000 | 177677112 | Anchorage | 17-I
| University of Alaska Anchorage | Student Union | Chiller - Liebert Unit | 39000 | 177716112 | 39000 | 177716112 | Anchorage | 17-I
| University of Alaska Anchorage | Student Union | Chiller - Package Unit | 2000 | 177718112 | 2000 | 177718112 | Anchorage | 17-I
| University of Alaska Anchorage | Student Union | Chimney Repairs | 9000 | 177727112 | 9000 | 177727112 | Anchorage | 17-I
| University of Alaska Anchorage | Student Union | Circuit Breaker Panels | 126000 | 177853112 | 126000 | 177853112 | Anchorage | 17-I
| University of Alaska Anchorage | Student Union | Circulating Pumps | 6000 | 177859112 | 6000 | 177859112 | Anchorage | 17-I
| University of Alaska Anchorage | Student Union | Controls | 45000 | 177904112 | 45000 | 177904112 | Anchorage | 17-I
| University of Alaska Anchorage | Student Union | Drainage Piping & Drains | 703000 | 178607112 | 703000 | 178607112 | Anchorage | 17-I
| University of Alaska Anchorage | Student Union | Drop Ceiling Panels | 270000 | 178877112 | 270000 | 178877112 | Anchorage | 17-I
| University of Alaska Anchorage | Student Union | Drop Ceiling Replacement | 530918 | 179408030 | 530918 | 179408030 | Anchorage | 17-I
| University of Alaska Anchorage | Student Union | Elevators Replacement | 468000 | 179876030 | 468000 | 179876030 | Anchorage | 17-I
| University of Alaska Anchorage | Student Union | Emergency Circuit Wiring | 211000 | 180087030 | 211000 | 180087030 | Anchorage | 17-I
| University of Alaska Anchorage | Student Union | Exhaust Fans - <1 HP | 22000 | 180109030 | 22000 | 180109030 | Anchorage | 17-I
| University of Alaska Anchorage | Student Union | Exterior Doors | 234000 | 180343030 | 234000 | 180343030 | Anchorage | 17-I
| University of Alaska Anchorage | Student Union | Faucets & Sinks | 2000 | 180345030 | 2000 | 180345030 | Anchorage | 17-I
| University of Alaska Anchorage | Student Union | Fire Alarm Panel | 399000 | 180744030 | 399000 | 180744030 | Anchorage | 17-I
| University of Alaska Anchorage | Student Union | Foundation | 193000 | 180937030 | 193000 | 180937030 | Anchorage | 17-I
| University of Alaska Anchorage | Student Union | HW Converter/Heat Exchanger | 101000 | 181038030 | 101000 | 181038030 | Anchorage | 17-I
| University of Alaska Anchorage | Student Union | Indoor Lighting | 450000 | 181488030 | 450000 | 181488030 | Anchorage | 17-I
| University of Alaska Anchorage | Student Union | Interior Doors & Doorways | 440000 | 181928030 | 440000 | 181928030 | Anchorage | 17-I
| University of Alaska Anchorage | Student Union | Large Bath - 6+ units no Shower | 219000 | 182147030 | 219000 | 182147030 | Anchorage | 17-I
| University of Alaska Anchorage | Student Union | Main Building Panels/Switchgear | 39000 | 182186030 | 39000 | 182186030 | Anchorage | 17-I
| University of Alaska Anchorage | Student Union | Med Bath - 4 to 5 units no Shower | 156000 | 182342030 | 156000 | 182342030 | Anchorage | 17-I
| University of Alaska Anchorage | Student Union | Motor Control Center | 125000 | 182467030 | 125000 | 182467030 | Anchorage | 17-I
| University of Alaska Anchorage | Student Union | Occupancy Sensors for Lighting | 18000 | 182485030 | 18000 | 182485030 | Anchorage | 17-I
| University of Alaska Anchorage | Student Union | Outlets and Switches | 110000 | 182595030 | 110000 | 182595030 | Anchorage | 17-I
| University of Alaska Anchorage | Student Union | Painting | 283918 | 182878948 | 283918 | 182878948 | Anchorage | 17-I
| University of Alaska Anchorage | Student Union | Partitions | 141000 | 183019948 | 141000 | 183019948 | Anchorage | 17-I
| University of Alaska Anchorage | Student Union | Return Fans - 10 to 25 HP | 156000 | 183175948 | 156000 | 183175948 | Anchorage | 17-I
| University of Alaska Anchorage | Student Union | Secondary Transformer | 422000 | 183597948 | 422000 | 183597948 | Anchorage | 17-I
| University of Alaska Anchorage | Student Union | Siding | 53000 | 183650948 | 53000 | 183650948 | Anchorage | 17-I
| University of Alaska Anchorage | Student Union | Skylights | 39000 | 183689948 | 39000 | 183689948 | Anchorage | 17-I
| University of Alaska Anchorage | Student Union | Switches | 625000 | 184314948 | 625000 | 184314948 | Anchorage | 17-I
| University of Alaska Anchorage | Student Union | Tile | 162000 | 184476948 | 162000 | 184476948 | Anchorage | 17-I
| University of Alaska Anchorage | Student Union | Waterproofing | 473000 | 184949948 | 473000 | 184949948 | Anchorage | 17-I
| University of Alaska Anchorage | Student Union | Windows - Medium | 1847000 | 186796948 | 1847000 | 186796948 | Anchorage | 17-I
| University of Alaska Anchorage | Arcade & Bridge Lounge | Building Wiring | 238000 | 187034948 | 238000 | 187034948 | Anchorage | 17-I
| University of Alaska Anchorage | Arcade & Bridge Lounge | Built-Up/Membrane | 211000 | 187245948 | 211000 | 187245948 | Anchorage | 17-I
| University of Alaska Anchorage | Arcade & Bridge Lounge | Carpet | 191000 | 187436948 | 191000 | 187436948 | Anchorage | 17-I
| University of Alaska Anchorage | Arcade & Bridge Lounge | Caulking | 9000 | 187445948 | 9000 | 187445948 | Anchorage | 17-I
| University of Alaska Anchorage | Arcade & Bridge Lounge | Controls | 12000 | 187457948 | 12000 | 187457948 | Anchorage | 17-I
| University of Alaska Anchorage | Arcade & Bridge Lounge | Emergency Circuit Wiring | 60000 | 187517948 | 60000 | 187517948 | Anchorage | 17-I
| University of Alaska Anchorage | Arcade & Bridge Lounge | Exterior Doors | 31000 | 187548948 | 31000 | 187548948 | Anchorage | 17-I
| University of Alaska Anchorage | Arcade & Bridge Lounge | Fan Coil Units | 10000 | 187558948 | 10000 | 187558948 | Anchorage | 17-I
| University of Alaska Anchorage | Arcade & Bridge Lounge | Fire Alarm Panel | 133000 | 187691948 | 133000 | 187691948 | Anchorage | 17-I
| University of Alaska Anchorage | Arcade & Bridge Lounge | Indoor Lighting | 127000 | 187818948 | 127000 | 187818948 | Anchorage | 17-I
| University of Alaska Anchorage | Arcade & Bridge Lounge | Interior Doors & Doorways | 55000 | 187873948 | 55000 | 187873948 | Anchorage | 17-I
| University of Alaska Anchorage | Arcade & Bridge Lounge | Leaders- Interior | 1000 | 187874948 | 1000 | 187874948 | Anchorage | 17-I
| University of Alaska Anchorage | Arcade & Bridge Lounge | Outlets and Switches | 26000 | 187900948 | 26000 | 187900948 | Anchorage | 17-I
| University of Alaska Anchorage | Arcade & Bridge Lounge | Replace Tritium Exit Signs, and add signage per regulatory requirements | 40000 | 187940948 | 40000 | 187940948 | Anchorage | 17-I
| University of Alaska Anchorage | Arcade & Bridge Lounge | Siding | 15000 | 187955948 | 15000 | 187955948 | Anchorage | 17-I
| University of Alaska Anchorage | Arcade & Bridge Lounge | Windows - Medium | 494000 | 188449948 | 494000 | 188449948 | Anchorage | 17-I
| University of Alaska Anchorage | Engineering & Computation Building | Security Systems | 20000 | 188469948 | 20000 | 188469948 | Anchorage | 17-I
| University of Alaska Anchorage | Natural Science Building | Building Distribution | 623000 | 189092948 | 623000 | 189092948 | Anchorage | 17-I
| University of Alaska Anchorage | Natural Science Building | Central Boilers | 47000 | 189139948 | 47000 | 189139948 | Anchorage | 17-I
| University of Alaska Anchorage | Natural Science Building | Circuit Breaker Panels | 40000 | 189179948 | 40000 | 189179948 | Anchorage | 17-I
| University of Alaska Anchorage | Natural Science Building | Elevators Replacement | 147921 | 189327869 | 147921 | 189327869 | Anchorage | 17-I
| University of Alaska Anchorage | Natural Science Building | Emergency/ Backup Generation | 127000 | 189454869 | 127000 | 189454869 | Anchorage | 17-I
| University of Alaska Anchorage | Natural Science Building | Fire Alarm Panel | 665000 | 190119869 | 665000 | 190119869 | Anchorage | 17-I
| University of Alaska Anchorage | Natural Science Building | Lab Use (Eye Wash/ Showers) | 18000 | 190137869 | 18000 | 190137869 | Anchorage | 17-I
| University of Alaska Anchorage | Natural Science Building | Main Building Panels/Switchgear | 39000 | 190176869 | 39000 | 190176869 | Anchorage | 17-I
| University of Alaska Anchorage | Natural Science Building | Primary Transformer | 1000 | 190177869 | 1000 | 190177869 | Anchorage | 17-I
| University of Alaska Anchorage | Natural Science Building | Secondary Transformer | 134000 | 190311869 | 134000 | 190311869 | Anchorage | 17-I
| University of Alaska Anchorage | Natural Science Building | Switches | 625000 | 190936869 | 625000 | 190936869 | Anchorage | 17-I
| University of Alaska Anchorage | Social Sciences Building | ADA | 10000 | 190946869 | 10000 | 190946869 | Anchorage | 17-I
| University of Alaska Anchorage | Social Sciences Building | Air Handlers | 2598000 | 193544869 | 2598000 | 193544869 | Anchorage | 17-I
| University of Alaska Anchorage | Social Sciences Building | Automatic Transfer Switch | 25000 | 193569869 | 25000 | 193569869 | Anchorage | 17-I
| University of Alaska Anchorage | Social Sciences Building | Building Boilers | 1916000 | 195485869 | 1916000 | 195485869 | Anchorage | 17-I
| University of Alaska Anchorage | Social Sciences Building | Building Distribution | 1389400 | 196875269 | 1389400 | 196875269 | Anchorage | 17-I
| University of Alaska Anchorage | Social Sciences Building | Building Piping - 4 Pipe | 3493000 | 200368269 | 3493000 | 200368269 | Anchorage | 17-I
| University of Alaska Anchorage | Social Sciences Building | Building Wiring | 1198000 | 201566269 | 1198000 | 201566269 | Anchorage | 17-I
| University of Alaska Anchorage | Social Sciences Building | Built-Up/Membrane | 1008000 | 202574269 | 1008000 | 202574269 | Anchorage | 17-I
| University of Alaska Anchorage | Social Sciences Building | Carpet | 950604 | 203524873 | 950604 | 203524873 | Anchorage | 17-I
| University of Alaska Anchorage | Social Sciences Building | Caulking | 31000 | 203555873 | 31000 | 203555873 | Anchorage | 17-I
| University of Alaska Anchorage | Social Sciences Building | Circuit Breaker Panels | 180000 | 203735873 | 180000 | 203735873 | Anchorage | 17-I
| University of Alaska Anchorage | Social Sciences Building | Circulating Pumps | 14000 | 203749873 | 14000 | 203749873 | Anchorage | 17-I
| University of Alaska Anchorage | Social Sciences Building | Controls | 65000 | 203814873 | 65000 | 203814873 | Anchorage | 17-I
| University of Alaska Anchorage | Social Sciences Building | Drainage Piping & Drains | 998000 | 204812873 | 998000 | 204812873 | Anchorage | 17-I
| University of Alaska Anchorage | Social Sciences Building | Drop Ceiling Panels | 287000 | 205099873 | 287000 | 205099873 | Anchorage | 17-I
| University of Alaska Anchorage | Social Sciences Building | Drop Ceiling Replacement | 580850 | 205680723 | 580850 | 205680723 | Anchorage | 17-I
| University of Alaska Anchorage | Social Sciences Building | Elevators Replacement | 468000 | 206148723 | 468000 | 206148723 | Anchorage | 17-I
| University of Alaska Anchorage | Social Sciences Building | Emergency Circuit Wiring | 299000 | 206447723 | 299000 | 206447723 | Anchorage | 17-I
| University of Alaska Anchorage | Social Sciences Building | Exterior Doors | 281000 | 206728723 | 281000 | 206728723 | Anchorage | 17-I
| University of Alaska Anchorage | Social Sciences Building | Exterior Stairs | 3000 | 206731723 | 3000 | 206731723 | Anchorage | 17-I
| University of Alaska Anchorage | Social Sciences Building | Fan Coil Units | 45000 | 206776723 | 45000 | 206776723 | Anchorage | 17-I
| University of Alaska Anchorage | Social Sciences Building | Faucets & Sinks | 2000 | 206778723 | 2000 | 206778723 | Anchorage | 17-I
| University of Alaska Anchorage | Social Sciences Building | Fire Alarm Panel | 665000 | 207443723 | 665000 | 207443723 | Anchorage | 17-I
| University of Alaska Anchorage | Social Sciences Building | Indoor Lighting | 423266 | 207866989 | 423266 | 207866989 | Anchorage | 17-I
| University of Alaska Anchorage | Social Sciences Building | Interior Doors & Doorways | 1315000 | 209181989 | 1315000 | 209181989 | Anchorage | 17-I
| University of Alaska Anchorage | Social Sciences Building | Main Building Panels/Switchgear | 39000 | 209220989 | 39000 | 209220989 | Anchorage | 17-I
| University of Alaska Anchorage | Social Sciences Building | Occupancy Sensors for Lighting | 25000 | 209245989 | 25000 | 209245989 | Anchorage | 17-I
| University of Alaska Anchorage | Social Sciences Building | Outlets and Switches | 249000 | 209494989 | 249000 | 209494989 | Anchorage | 17-I
| University of Alaska Anchorage | Social Sciences Building | Painting | 424214 | 209919203 | 424214 | 209919203 | Anchorage | 17-I
| University of Alaska Anchorage | Social Sciences Building | Replace Tritium Exit Signs, and add signage per regulatory requirements | 176000 | 210095203 | 176000 | 210095203 | Anchorage | 17-I
| University of Alaska Anchorage | Social Sciences Building | Secondary Transformer | 599000 | 210694203 | 599000 | 210694203 | Anchorage | 17-I
| University of Alaska Anchorage | Social Sciences Building | Siding | 75000 | 210769203 | 75000 | 210769203 | Anchorage | 17-I
| University of Alaska Anchorage | Social Sciences Building | Sprinklers | 3594000 | 214363203 | 3594000 | 214363203 | Anchorage | 17-I
| University of Alaska Anchorage | Social Sciences Building | Supply Fans - 10 to 25 HP | 78000 | 214441203 | 78000 | 214441203 | Anchorage | 17-I
| University of Alaska Anchorage | Social Sciences Building | Supply Fans - 5 to 10 HP | 39000 | 214480203 | 39000 | 214480203 | Anchorage | 17-I
| University of Alaska Anchorage | Social Sciences Building | Suppression / Extinguisher system (Ansul) | 55000 | 214535203 | 55000 | 214535203 | Anchorage | 17-I
| University of Alaska Anchorage | Social Sciences Building | Switches | 625000 | 215160203 | 625000 | 215160203 | Anchorage | 17-I
| University of Alaska Anchorage | Social Sciences Building | Unit Heaters | 27000 | 215187203 | 27000 | 215187203 | Anchorage | 17-I
| University of Alaska Anchorage | Social Sciences Building | Windows - Large | 1812280 | 216999483 | 1812280 | 216999483 | Anchorage | 17-I
| University of Alaska Anchorage | Consortium Library | Building Distribution | 2863000 | 219862483 | 2863000 | 219862483 | Anchorage | 17-I
| University of Alaska Anchorage | Consortium Library | Built-Up/Membrane | 1452000 | 221314483 | 1452000 | 221314483 | Anchorage | 17-I
| University of Alaska Anchorage | Consortium Library | Carpet | 1767000 | 223081483 | 1767000 | 223081483 | Anchorage | 17-I
| University of Alaska Anchorage | Consortium Library | Caulking | 29000 | 223110483 | 29000 | 223110483 | Anchorage | 17-I
| University of Alaska Anchorage | Consortium Library | Drainage Piping & Drains | 2045000 | 225155483 | 2045000 | 225155483 | Anchorage | 17-I
| University of Alaska Anchorage | Consortium Library | Ductwork Cleaning | 102000 | 225257483 | 102000 | 225257483 | Anchorage | 17-I
| University of Alaska Anchorage | Consortium Library | Faucets & Sinks | 2000 | 225259483 | 2000 | 225259483 | Anchorage | 17-I
| University of Alaska Anchorage | Consortium Library | Indoor Lighting | 1309000 | 226568483 | 1309000 | 226568483 | Anchorage | 17-I
| University of Alaska Anchorage | Consortium Library | Leaders- Interior | 2000 | 226570483 | 2000 | 226570483 | Anchorage | 17-I
| University of Alaska Anchorage | Consortium Library | Occupancy Sensors for Lighting | 51000 | 226621483 | 51000 | 226621483 | Anchorage | 17-I
| University of Alaska Anchorage | Consortium Library | Outlets and Switches | 143000 | 226764483 | 143000 | 226764483 | Anchorage | 17-I
| University of Alaska Anchorage | Consortium Library | Painting | 916000 | 227680483 | 916000 | 227680483 | Anchorage | 17-I
| University of Alaska Anchorage | Consortium Library | Skylights | 78000 | 227758483 | 78000 | 227758483 | Anchorage | 17-I
| University of Alaska Anchorage | Consortium Library | ADA | 5000 | 227763483 | 5000 | 227763483 | Anchorage | 17-I
| University of Alaska Anchorage | Consortium Library | Air House - Supply | 624000 | 228387483 | 624000 | 228387483 | Anchorage | 17-I
| University of Alaska Anchorage | Consortium Library | Building Boilers | 2724000 | 231111483 | 2724000 | 231111483 | Anchorage | 17-I
| University of Alaska Anchorage | Consortium Library | Building Distribution | 1965091 | 233076574 | 1965091 | 233076574 | Anchorage | 17-I
| University of Alaska Anchorage | Consortium Library | Building Wiring | 851000 | 233927574 | 851000 | 233927574 | Anchorage | 17-I
| University of Alaska Anchorage | Consortium Library | Carpet | 1196778 | 235124352 | 1196778 | 235124352 | Anchorage | 17-I
| University of Alaska Anchorage | Consortium Library | Caulking | 19000 | 235143352 | 19000 | 235143352 | Anchorage | 17-I
| University of Alaska Anchorage | Consortium Library | Chiller - Package Unit | 2000 | 235145352 | 2000 | 235145352 | Anchorage | 17-I
| University of Alaska Anchorage | Consortium Library | Circuit Breaker Panels | 128000 | 235273352 | 128000 | 235273352 | Anchorage | 17-I
| University of Alaska Anchorage | Consortium Library | Circulating Pumps | 20000 | 235293352 | 20000 | 235293352 | Anchorage | 17-I
| University of Alaska Anchorage | Consortium Library | CO Detectors | 1360000 | 236653352 | 1360000 | 236653352 | Anchorage | 17-I
| University of Alaska Anchorage | Consortium Library | Controls | 90000 | 236743352 | 90000 | 236743352 | Anchorage | 17-I
| University of Alaska Anchorage | Consortium Library | Drainage Piping & Drains | 1419000 | 238162352 | 1419000 | 238162352 | Anchorage | 17-I
| University of Alaska Anchorage | Consortium Library | Ductwork Cleaning | 71000 | 238233352 | 71000 | 238233352 | Anchorage | 17-I
| University of Alaska Anchorage | Consortium Library | Ductwork/Return Air Replacement | 1312000 | 239545352 | 1312000 | 239545352 | Anchorage | 17-I
| University of Alaska Anchorage | Consortium Library | Elevators Cab Upgrade | 100000 | 239645352 | 100000 | 239645352 | Anchorage | 17-I
| University of Alaska Anchorage | Consortium Library | Elevators Replacement | 468000 | 240113352 | 468000 | 240113352 | Anchorage | 17-I
| University of Alaska Anchorage | Consortium Library | Emergency Circuit Wiring | 213000 | 240326352 | 213000 | 240326352 | Anchorage | 17-I
| University of Alaska Anchorage | Consortium Library | Exhaust Fans - <1 HP | 8000 | 240334352 | 8000 | 240334352 | Anchorage | 17-I
| University of Alaska Anchorage | Consortium Library | Exterior Stairs | 1000 | 240335352 | 1000 | 240335352 | Anchorage | 17-I
| University of Alaska Anchorage | Consortium Library | Fire Alarm Panel | 931000 | 241266352 | 931000 | 241266352 | Anchorage | 17-I
| University of Alaska Anchorage | Consortium Library | Fire Alarm System | 1420000 | 242686352 | 1420000 | 242686352 | Anchorage | 17-I
| University of Alaska Anchorage | Consortium Library | HW Converter/Heat Exchanger | 612000 | 243298352 | 612000 | 243298352 | Anchorage | 17-I
| University of Alaska Anchorage | Consortium Library | Indoor Lighting | 908000 | 244206352 | 908000 | 244206352 | Anchorage | 17-I
| University of Alaska Anchorage | Consortium Library | Interior Doors & Doorways | 655000 | 244861352 | 655000 | 244861352 | Anchorage | 17-I
| University of Alaska Anchorage | Consortium Library | Leaders- Interior | 2000 | 244863352 | 2000 | 244863352 | Anchorage | 17-I
| University of Alaska Anchorage | Consortium Library | Med Bath - 4 to 5 units no Shower | 469000 | 245332352 | 469000 | 245332352 | Anchorage | 17-I
| University of Alaska Anchorage | Consortium Library | Motor Control Center | 125000 | 245457352 | 125000 | 245457352 | Anchorage | 17-I
| University of Alaska Anchorage | Consortium Library | Occupancy Sensors for Lighting | 35000 | 245492352 | 35000 | 245492352 | Anchorage | 17-I
| University of Alaska Anchorage | Consortium Library | Outlets and Switches | 158000 | 245650352 | 158000 | 245650352 | Anchorage | 17-I
| University of Alaska Anchorage | Consortium Library | Painting | 1133000 | 246783352 | 1133000 | 246783352 | Anchorage | 17-I
| University of Alaska Anchorage | Consortium Library | Primary Sub-Station | 2323091 | 249106443 | 2323091 | 249106443 | Anchorage | 17-I
| University of Alaska Anchorage | Consortium Library | Replace Tritium Exit Signs, and add signage per regulatory requirements | 284000 | 249390443 | 284000 | 249390443 | Anchorage | 17-I
| University of Alaska Anchorage | Consortium Library | Return Fans - 10 to 25 HP | 858000 | 250248443 | 858000 | 250248443 | Anchorage | 17-I
| University of Alaska Anchorage | Consortium Library | Secondary Transformer | 426000 | 250674443 | 426000 | 250674443 | Anchorage | 17-I
| University of Alaska Anchorage | Consortium Library | Security Systems | 415546 | 251089989 | 415546 | 251089989 | Anchorage | 17-I
| University of Alaska Anchorage | Consortium Library | Siding | 53000 | 251142989 | 53000 | 251142989 | Anchorage | 17-I
| University of Alaska Anchorage | Consortium Library | Single-Ply/EPDM | 645000 | 251787989 | 645000 | 251787989 | Anchorage | 17-I
| University of Alaska Anchorage | Consortium Library | Skylights | 78000 | 251865989 | 78000 | 251865989 | Anchorage | 17-I
| University of Alaska Anchorage | Consortium Library | Sprinklers | 3404000 | 255269989 | 3404000 | 255269989 | Anchorage | 17-I
| University of Alaska Anchorage | Consortium Library | Sump Pumps | 5000 | 255274989 | 5000 | 255274989 | Anchorage | 17-I
| University of Alaska Anchorage | Consortium Library | Supply Fans - 10 to 25 HP | 468000 | 255742989 | 468000 | 255742989 | Anchorage | 17-I
| University of Alaska Anchorage | Consortium Library | Unit Heaters | 7333.5 | 255750322.5 | 7333.5 | 255750322.5 | Anchorage | 17-I
| University of Alaska Anchorage | Consortium Library | Windows - Large | 645546 | 256395868.5 | 645546 | 256395868.5 | Anchorage | 17-I
| University of Alaska Anchorage | Administration / Humanities Building | Air Handlers | 1058000 | 257453868.5 | 1058000 | 257453868.5 | Anchorage | 17-I
| University of Alaska Anchorage | Administration / Humanities Building | Air House - Return Fan | 78000 | 257531868.5 | 78000 | 257531868.5 | Anchorage | 17-I
| University of Alaska Anchorage | Administration / Humanities Building | Automatic Transfer Switch | 25000 | 257556868.5 | 25000 | 257556868.5 | Anchorage | 17-I
| University of Alaska Anchorage | Administration / Humanities Building | Building Boilers | 2340000 | 259896868.5 | 2340000 | 259896868.5 | Anchorage | 17-I
| University of Alaska Anchorage | Administration / Humanities Building | Building Distribution | 1138000 | 261034868.5 | 1138000 | 261034868.5 | Anchorage | 17-I
| University of Alaska Anchorage | Administration / Humanities Building | Building Piping - 2 Pipe or steam | 965623 | 262000491.5 | 965623 | 262000491.5 | Anchorage | 17-I
| University of Alaska Anchorage | Administration / Humanities Building | Building Wiring | 975000 | 262975491.5 | 975000 | 262975491.5 | Anchorage | 17-I
| University of Alaska Anchorage | Administration / Humanities Building | Built-Up/Membrane | 734875 | 263710366.5 | 734875 | 263710366.5 | Anchorage | 17-I
| University of Alaska Anchorage | Administration / Humanities Building | Carpet | 702000 | 264412366.5 | 702000 | 264412366.5 | Anchorage | 17-I
| University of Alaska Anchorage | Administration / Humanities Building | Caulking | 24000 | 264436366.5 | 24000 | 264436366.5 | Anchorage | 17-I
| University of Alaska Anchorage | Administration / Humanities Building | Circuit Breaker Panels | 146000 | 264582366.5 | 146000 | 264582366.5 | Anchorage | 17-I
| University of Alaska Anchorage | Administration / Humanities Building | Circulating Pumps | 10000 | 264592366.5 | 10000 | 264592366.5 | Anchorage | 17-I
| University of Alaska Anchorage | Administration / Humanities Building | Compressors | 16000 | 264608366.5 | 16000 | 264608366.5 | Anchorage | 17-I
| University of Alaska Anchorage | Administration / Humanities Building | Controls | 52000 | 264660366.5 | 52000 | 264660366.5 | Anchorage | 17-I
| University of Alaska Anchorage | Administration / Humanities Building | Drainage Piping & Drains | 813000 | 265473366.5 | 813000 | 265473366.5 | Anchorage | 17-I
| University of Alaska Anchorage | Administration / Humanities Building | Elevators Replacement | 234000 | 265707366.5 | 234000 | 265707366.5 | Anchorage | 17-I
| University of Alaska Anchorage | Administration / Humanities Building | Emergency Circuit Wiring | 244000 | 265951366.5 | 244000 | 265951366.5 | Anchorage | 17-I
| University of Alaska Anchorage | Administration / Humanities Building | Exhaust Fans - <1 HP | 18000 | 265969366.5 | 18000 | 265969366.5 | Anchorage | 17-I
| University of Alaska Anchorage | Administration / Humanities Building | Exterior Doors | 172000 | 266141366.5 | 172000 | 266141366.5 | Anchorage | 17-I
| University of Alaska Anchorage | Administration / Humanities Building | Fan Coil Units | 10000 | 266151366.5 | 10000 | 266151366.5 | Anchorage | 17-I
| University of Alaska Anchorage | Administration / Humanities Building | Faucets & Sinks | 2000 | 266153366.5 | 2000 | 266153366.5 | Anchorage | 17-I
| University of Alaska Anchorage | Administration / Humanities Building | Fire Alarm Panel | 399000 | 266552366.5 | 399000 | 266552366.5 | Anchorage | 17-I
| University of Alaska Anchorage | Administration / Humanities Building | Indoor Lighting | 260000 | 266812366.5 | 260000 | 266812366.5 | Anchorage | 17-I
| University of Alaska Anchorage | Administration / Humanities Building | Interior Doors & Doorways | 880000 | 267692366.5 | 880000 | 267692366.5 | Anchorage | 17-I
| University of Alaska Anchorage | Administration / Humanities Building | Leaders- Interior | 2000 | 267694366.5 | 2000 | 267694366.5 | Anchorage | 17-I
| University of Alaska Anchorage | Administration / Humanities Building | Main Building Panels/Switchgear | 39000 | 267733366.5 | 39000 | 267733366.5 | Anchorage | 17-I
| University of Alaska Anchorage | Administration / Humanities Building | Med Bath - 4 to 5 units no Shower | 156000 | 267889366.5 | 156000 | 267889366.5 | Anchorage | 17-I
| University of Alaska Anchorage | Administration / Humanities Building | Motor Control Center | 125000 | 268014366.5 | 125000 | 268014366.5 | Anchorage | 17-I
| University of Alaska Anchorage | Administration / Humanities Building | Occupancy Sensors for Lighting | 20000 | 268034366.5 | 20000 | 268034366.5 | Anchorage | 17-I
| University of Alaska Anchorage | Administration / Humanities Building | Outlets and Switches | 203000 | 268237366.5 | 203000 | 268237366.5 | Anchorage | 17-I
| University of Alaska Anchorage | Administration / Humanities Building | Painting | 343680 | 268581046.5 | 343680 | 268581046.5 | Anchorage | 17-I
| University of Alaska Anchorage | Administration / Humanities Building | Replace Tritium Exit Signs, and add signage per regulatory requirements | 163000 | 268744046.5 | 163000 | 268744046.5 | Anchorage | 17-I
| University of Alaska Anchorage | Administration / Humanities Building | Return Fans - 10 to 25 HP | 390000 | 269134046.5 | 390000 | 269134046.5 | Anchorage | 17-I
| University of Alaska Anchorage | Administration / Humanities Building | Secondary Transformer | 488000 | 269622046.5 | 488000 | 269622046.5 | Anchorage | 17-I
| University of Alaska Anchorage | Administration / Humanities Building | Siding | 61000 | 269683046.5 | 61000 | 269683046.5 | Anchorage | 17-I
| University of Alaska Anchorage | Administration / Humanities Building | Small Bath - 1 to 3 units no Shower | 44000 | 269727046.5 | 44000 | 269727046.5 | Anchorage | 17-I
| University of Alaska Anchorage | Administration / Humanities Building | Storage Tanks | 16000 | 269743046.5 | 16000 | 269743046.5 | Anchorage | 17-I
| University of Alaska Anchorage | Administration / Humanities Building | Supply Fans - 10 to 25 HP | 156000 | 269899046.5 | 156000 | 269899046.5 | Anchorage | 17-I
| University of Alaska Anchorage | Administration / Humanities Building | Unit Heaters | 36000 | 269935046.5 | 36000 | 269935046.5 | Anchorage | 17-I
| University of Alaska Anchorage | Administration / Humanities Building | Windows - Medium | 916000 | 270851046.5 | 916000 | 270851046.5 | Anchorage | 17-I
| University of Alaska Anchorage | Administration Utility Building | Building Wiring | 19000 | 270870046.5 | 19000 | 270870046.5 | Anchorage | 17-I
| University of Alaska Anchorage | Administration Utility Building | Built-Up/Membrane | 29000 | 270899046.5 | 29000 | 270899046.5 | Anchorage | 17-I
| University of Alaska Anchorage | Administration Utility Building | Circuit Breaker Panels | 3000 | 270902046.5 | 3000 | 270902046.5 | Anchorage | 17-I
| University of Alaska Anchorage | Administration Utility Building | Exterior Doors | 31000 | 270933046.5 | 31000 | 270933046.5 | Anchorage | 17-I
| University of Alaska Anchorage | Administration Utility Building | Faucets & Sinks | 2000 | 270935046.5 | 2000 | 270935046.5 | Anchorage | 17-I
| University of Alaska Anchorage | Administration Utility Building | Indoor Lighting | 10000 | 270945046.5 | 10000 | 270945046.5 | Anchorage | 17-I
| University of Alaska Anchorage | Administration Utility Building | Interior Doors & Doorways | 5000 | 270950046.5 | 5000 | 270950046.5 | Anchorage | 17-I
| University of Alaska Anchorage | Administration Utility Building | Leaders- Interior | 1000 | 270951046.5 | 1000 | 270951046.5 | Anchorage | 17-I
| University of Alaska Anchorage | Administration Utility Building | Outlets and Switches | 3000 | 270954046.5 | 3000 | 270954046.5 | Anchorage | 17-I
| University of Alaska Anchorage | Administration Utility Building | Siding | 1000 | 270955046.5 | 1000 | 270955046.5 | Anchorage | 17-I
| University of Alaska Anchorage | Fine Arts Building | ADA | 25000 | 270980046.5 | 25000 | 270980046.5 | Anchorage | 17-I
| University of Alaska Anchorage | Fine Arts Building | Air Handlers | 1448769 | 272428815.5 | 1448769 | 272428815.5 | Anchorage | 17-I
| University of Alaska Anchorage | Fine Arts Building | Air House - Return Fan | 234000 | 272662815.5 | 234000 | 272662815.5 | Anchorage | 17-I
| University of Alaska Anchorage | Fine Arts Building | Automatic Transfer Switch | 25000 | 272687815.5 | 25000 | 272687815.5 | Anchorage | 17-I
| University of Alaska Anchorage | Fine Arts Building | Building Boilers | 3122000 | 275809815.5 | 3122000 | 275809815.5 | Anchorage | 17-I
| University of Alaska Anchorage | Fine Arts Building | Building Distribution | 2242101 | 278051916.5 | 2242101 | 278051916.5 | Anchorage | 17-I
| University of Alaska Anchorage | Fine Arts Building | Building Piping - 2 Pipe or steam | 1952000 | 280003916.5 | 1952000 | 280003916.5 | Anchorage | 17-I
| University of Alaska Anchorage | Fine Arts Building | Building Wiring | 1952000 | 281955916.5 | 1952000 | 281955916.5 | Anchorage | 17-I
| University of Alaska Anchorage | Fine Arts Building | Built-Up/Membrane | 16000 | 281971916.5 | 16000 | 281971916.5 | Anchorage | 17-I
| University of Alaska Anchorage | Fine Arts Building | Carpet | 1083164 | 283055080.5 | 1083164 | 283055080.5 | Anchorage | 17-I
| University of Alaska Anchorage | Fine Arts Building | Caulking | 3000 | 283058080.5 | 3000 | 283058080.5 | Anchorage | 17-I
| University of Alaska Anchorage | Fine Arts Building | Chiller - Liebert Unit | 39000 | 283097080.5 | 39000 | 283097080.5 | Anchorage | 17-I
| University of Alaska Anchorage | Fine Arts Building | Circuit Breaker Panels | 293000 | 283390080.5 | 293000 | 283390080.5 | Anchorage | 17-I
| University of Alaska Anchorage | Fine Arts Building | Circulating Pumps | 18000 | 283408080.5 | 18000 | 283408080.5 | Anchorage | 17-I
| University of Alaska Anchorage | Fine Arts Building | Compressors | 48000 | 283456080.5 | 48000 | 283456080.5 | Anchorage | 17-I
| University of Alaska Anchorage | Fine Arts Building | Controls | 105000 | 283561080.5 | 105000 | 283561080.5 | Anchorage | 17-I
| University of Alaska Anchorage | Fine Arts Building | Drainage Piping & Drains | 1626000 | 285187080.5 | 1626000 | 285187080.5 | Anchorage | 17-I
| University of Alaska Anchorage | Fine Arts Building | Drop Ceiling Replacement | 520000 | 285707080.5 | 520000 | 285707080.5 | Anchorage | 17-I
| University of Alaska Anchorage | Fine Arts Building | Elevators Cab Upgrade | 100000 | 285807080.5 | 100000 | 285807080.5 | Anchorage | 17-I
| University of Alaska Anchorage | Fine Arts Building | Elevators Replacement | 227639 | 286034719.5 | 227639 | 286034719.5 | Anchorage | 17-I
| University of Alaska Anchorage | Fine Arts Building | Emergency Circuit Wiring | 488000 | 286522719.5 | 488000 | 286522719.5 | Anchorage | 17-I
| University of Alaska Anchorage | Fine Arts Building | Emergency/ Backup Generation | 81000 | 286603719.5 | 81000 | 286603719.5 | Anchorage | 17-I
| University of Alaska Anchorage | Fine Arts Building | Exhaust Fans - <1 HP | 72000 | 286675719.5 | 72000 | 286675719.5 | Anchorage | 17-I
| University of Alaska Anchorage | Fine Arts Building | Exterior Doors | 250000 | 286925719.5 | 250000 | 286925719.5 | Anchorage | 17-I
| University of Alaska Anchorage | Fine Arts Building | Exterior Stairs | 2000 | 286927719.5 | 2000 | 286927719.5 | Anchorage | 17-I
| University of Alaska Anchorage | Fine Arts Building | Fan Coil Units | 25000 | 286952719.5 | 25000 | 286952719.5 | Anchorage | 17-I
| University of Alaska Anchorage | Fine Arts Building | Faucets & Sinks | 38000 | 286990719.5 | 38000 | 286990719.5 | Anchorage | 17-I
| University of Alaska Anchorage | Fine Arts Building | Fire Alarm Panel | 1596000 | 288586719.5 | 1596000 | 288586719.5 | Anchorage | 17-I
| University of Alaska Anchorage | Fine Arts Building | Fixed Ceiling Replacement | 1171000 | 289757719.5 | 1171000 | 289757719.5 | Anchorage | 17-I
| University of Alaska Anchorage | Fine Arts Building | HW Converter/Heat Exchanger | 468000 | 290225719.5 | 468000 | 290225719.5 | Anchorage | 17-I
| University of Alaska Anchorage | Fine Arts Building | Indoor Lighting | 1041000 | 291266719.5 | 1041000 | 291266719.5 | Anchorage | 17-I
| University of Alaska Anchorage | Fine Arts Building | Interior Doors & Doorways | 1225000 | 292491719.5 | 1225000 | 292491719.5 | Anchorage | 17-I
| University of Alaska Anchorage | Fine Arts Building | Lab Use (Eye Wash/ Showers) | 1000 | 292492719.5 | 1000 | 292492719.5 | Anchorage | 17-I
| University of Alaska Anchorage | Fine Arts Building | Leaders- Interior | 2000 | 292494719.5 | 2000 | 292494719.5 | Anchorage | 17-I
| University of Alaska Anchorage | Fine Arts Building | Main Building Panels/Switchgear | 39000 | 292533719.5 | 39000 | 292533719.5 | Anchorage | 17-I
| University of Alaska Anchorage | Fine Arts Building | Med Bath - 4 to 5 units no Shower | 313000 | 292846719.5 | 313000 | 292846719.5 | Anchorage | 17-I
| University of Alaska Anchorage | Fine Arts Building | Motor Control Center | 125000 | 292971719.5 | 125000 | 292971719.5 | Anchorage | 17-I
| University of Alaska Anchorage | Fine Arts Building | Occupancy Sensors for Lighting | 41000 | 293012719.5 | 41000 | 293012719.5 | Anchorage | 17-I
| University of Alaska Anchorage | Fine Arts Building | Outlets and Switches | 152000 | 293164719.5 | 152000 | 293164719.5 | Anchorage | 17-I
| University of Alaska Anchorage | Fine Arts Building | Painting | 729000 | 293893719.5 | 729000 | 293893719.5 | Anchorage | 17-I
| University of Alaska Anchorage | Fine Arts Building | Replace Tritium Exit Signs, and add signage per regulatory requirements | 325000 | 294218719.5 | 325000 | 294218719.5 | Anchorage | 17-I
| University of Alaska Anchorage | Fine Arts Building | Return Fans - 10 to 25 HP | 1872000 | 296090719.5 | 1872000 | 296090719.5 | Anchorage | 17-I
| University of Alaska Anchorage | Fine Arts Building | Secondary Transformer | 976000 | 297066719.5 | 976000 | 297066719.5 | Anchorage | 17-I
| University of Alaska Anchorage | Fine Arts Building | Siding | 122000 | 297188719.5 | 122000 | 297188719.5 | Anchorage | 17-I
| University of Alaska Anchorage | Fine Arts Building | Small Bath - 1 to 3 units no Shower | 88000 | 297276719.5 | 88000 | 297276719.5 | Anchorage | 17-I
| University of Alaska Anchorage | Fine Arts Building | Small Bath - 1 to 3 units with Shower | 78000 | 297354719.5 | 78000 | 297354719.5 | Anchorage | 17-I
| University of Alaska Anchorage | Fine Arts Building | Specialties | 350000 | 297704719.5 | 350000 | 297704719.5 | Anchorage | 17-I
| University of Alaska Anchorage | Fine Arts Building | Storage Tanks | 16000 | 297720719.5 | 16000 | 297720719.5 | Anchorage | 17-I
| University of Alaska Anchorage | Fine Arts Building | Supply Fans - 10 to 25 HP | 1170000 | 298890719.5 | 1170000 | 298890719.5 | Anchorage | 17-I
| University of Alaska Anchorage | Fine Arts Building | Tile | 125000 | 299015719.5 | 125000 | 299015719.5 | Anchorage | 17-I
| University of Alaska Anchorage | Fine Arts Building | Unit Heaters | 72000 | 299087719.5 | 72000 | 299087719.5 | Anchorage | 17-I
| University of Alaska Anchorage | Fine Arts Building | Variable Frequency Drives | 26000 | 299113719.5 | 26000 | 299113719.5 | Anchorage | 17-I
| University of Alaska Anchorage | Fine Arts Building | Vinyl | 42000 | 299155719.5 | 42000 | 299155719.5 | Anchorage | 17-I
| University of Alaska Anchorage | Fine Arts Building | Windows - Medium | 525000 | 299680719.5 | 525000 | 299680719.5 | Anchorage | 17-I
| University of Alaska Anchorage | Fine Arts Building | Windows (Trim) | 651000 | 300331719.5 | 651000 | 300331719.5 | Anchorage | 17-I
| University of Alaska Anchorage | Student Housing Unit No 1 | Air Handlers | 567000 | 300898719.5 | 567000 | 300898719.5 | Anchorage | 17-I
| University of Alaska Anchorage | Student Housing Unit No 1 | Air House - Return Fan | 156000 | 301054719.5 | 156000 | 301054719.5 | Anchorage | 17-I
| University of Alaska Anchorage | Student Housing Unit No 1 | Automatic Transfer Switch | 25000 | 301079719.5 | 25000 | 301079719.5 | Anchorage | 17-I
| University of Alaska Anchorage | Student Housing Unit No 1 | Building Distribution | 494993 | 301574712.5 | 494993 | 301574712.5 | Anchorage | 17-I
| University of Alaska Anchorage | Student Housing Unit No 1 | Building Wiring | 522000 | 302096712.5 | 522000 | 302096712.5 | Anchorage | 17-I
| University of Alaska Anchorage | Student Housing Unit No 1 | Carpet | 334000 | 302430712.5 | 334000 | 302430712.5 | Anchorage | 17-I
| University of Alaska Anchorage | Student Housing Unit No 1 | Circuit Breaker Panels | 78000 | 302508712.5 | 78000 | 302508712.5 | Anchorage | 17-I
| University of Alaska Anchorage | Student Housing Unit No 1 | Circulating Pumps | 10000 | 302518712.5 | 10000 | 302518712.5 | Anchorage | 17-I
| University of Alaska Anchorage | Student Housing Unit No 1 | CO Detectors | 104000 | 302622712.5 | 104000 | 302622712.5 | Anchorage | 17-I
| University of Alaska Anchorage | Student Housing Unit No 1 | Controls | 27000 | 302649712.5 | 27000 | 302649712.5 | Anchorage | 17-I
| University of Alaska Anchorage | Student Housing Unit No 1 | Drainage Piping & Drains | 435000 | 303084712.5 | 435000 | 303084712.5 | Anchorage | 17-I
| University of Alaska Anchorage | Student Housing Unit No 1 | Ductwork Cleaning | 22000 | 303106712.5 | 22000 | 303106712.5 | Anchorage | 17-I
| University of Alaska Anchorage | Student Housing Unit No 1 | Ductwork/Return Air Replacement | 403000 | 303509712.5 | 403000 | 303509712.5 | Anchorage | 17-I
| University of Alaska Anchorage | Student Housing Unit No 1 | Emergency Circuit Wiring | 131000 | 303640712.5 | 131000 | 303640712.5 | Anchorage | 17-I
| University of Alaska Anchorage | Student Housing Unit No 1 | Emergency/ Backup Generation | 15000 | 303655712.5 | 15000 | 303655712.5 | Anchorage | 17-I
| University of Alaska Anchorage | Student Housing Unit No 1 | Exhaust Fans - <1 HP | 2000 | 303657712.5 | 2000 | 303657712.5 | Anchorage | 17-I
| University of Alaska Anchorage | Student Housing Unit No 1 | Expansion Tanks | 23000 | 303680712.5 | 23000 | 303680712.5 | Anchorage | 17-I
| University of Alaska Anchorage | Student Housing Unit No 1 | Exterior Doors | 594000 | 304274712.5 | 594000 | 304274712.5 | Anchorage | 17-I
| University of Alaska Anchorage | Student Housing Unit No 1 | Exterior Stairs | 18000 | 304292712.5 | 18000 | 304292712.5 | Anchorage | 17-I
| University of Alaska Anchorage | Student Housing Unit No 1 | Faucets & Sinks | 34000 | 304326712.5 | 34000 | 304326712.5 | Anchorage | 17-I
| University of Alaska Anchorage | Student Housing Unit No 1 | Fire Alarm Panel | 399000 | 304725712.5 | 399000 | 304725712.5 | Anchorage | 17-I
| University of Alaska Anchorage | Student Housing Unit No 1 | Fixed Ceiling Replacement | 522000 | 305247712.5 | 522000 | 305247712.5 | Anchorage | 17-I
| University of Alaska Anchorage | Student Housing Unit No 1 | Fume Hoods | 703000 | 305950712.5 | 703000 | 305950712.5 | Anchorage | 17-I
| University of Alaska Anchorage | Student Housing Unit No 1 | Indoor Lighting | 276362 | 306227074.5 | 276362 | 306227074.5 | Anchorage | 17-I
| University of Alaska Anchorage | Student Housing Unit No 1 | Interior Doors & Doorways | 645000 | 306872074.5 | 645000 | 306872074.5 | Anchorage | 17-I
| University of Alaska Anchorage | Student Housing Unit No 1 | Main Building Panels/Switchgear | 39000 | 306911074.5 | 39000 | 306911074.5 | Anchorage | 17-I
| University of Alaska Anchorage | Student Housing Unit No 1 | Metal | 487946 | 307399020.5 | 487946 | 307399020.5 | Anchorage | 17-I
| University of Alaska Anchorage | Student Housing Unit No 1 | Outlets and Switches | 152000 | 307551020.5 | 152000 | 307551020.5 | Anchorage | 17-I
| University of Alaska Anchorage | Student Housing Unit No 1 | Painting | 190467 | 307741487.5 | 190467 | 307741487.5 | Anchorage | 17-I
| University of Alaska Anchorage | Student Housing Unit No 1 | Skylights | 234000 | 307975487.5 | 234000 | 307975487.5 | Anchorage | 17-I
| University of Alaska Anchorage | Student Housing Unit No 1 | Small Bath - 1 to 3 units with Shower | 703000 | 308678487.5 | 703000 | 308678487.5 | Anchorage | 17-I
| University of Alaska Anchorage | Student Housing Unit No 1 | Sprinklers | 522000 | 309200487.5 | 522000 | 309200487.5 | Anchorage | 17-I
| University of Alaska Anchorage | Student Housing Unit No 1 | Storage Tanks | 986 | 309201473.5 | 986 | 309201473.5 | Anchorage | 17-I
| University of Alaska Anchorage | Student Housing Unit No 1 | Tile | 33000 | 309234473.5 | 33000 | 309234473.5 | Anchorage | 17-I
| University of Alaska Anchorage | Student Housing Unit No 1 | Variable Frequency Drives | 26000 | 309260473.5 | 26000 | 309260473.5 | Anchorage | 17-I
| University of Alaska Anchorage | Student Housing Unit No 1 | VCT | 22000 | 309282473.5 | 22000 | 309282473.5 | Anchorage | 17-I
| University of Alaska Anchorage | Student Housing Unit No 2 | Air House - Return Fan | 78000 | 309360473.5 | 78000 | 309360473.5 | Anchorage | 17-I
| University of Alaska Anchorage | Student Housing Unit No 2 | Building Distribution | 368000 | 309728473.5 | 368000 | 309728473.5 | Anchorage | 17-I
| University of Alaska Anchorage | Student Housing Unit No 2 | Building Wiring | 315000 | 310043473.5 | 315000 | 310043473.5 | Anchorage | 17-I
| University of Alaska Anchorage | Student Housing Unit No 2 | Circuit Breaker Panels | 47000 | 310090473.5 | 47000 | 310090473.5 | Anchorage | 17-I
| University of Alaska Anchorage | Student Housing Unit No 2 | Circulating Pumps | 4000 | 310094473.5 | 4000 | 310094473.5 | Anchorage | 17-I
| University of Alaska Anchorage | Student Housing Unit No 2 | CO Detectors | 63000 | 310157473.5 | 63000 | 310157473.5 | Anchorage | 17-I
| University of Alaska Anchorage | Student Housing Unit No 2 | Controls | 17000 | 310174473.5 | 17000 | 310174473.5 | Anchorage | 17-I
| University of Alaska Anchorage | Student Housing Unit No 2 | Drainage Piping & Drains | 263000 | 310437473.5 | 263000 | 310437473.5 | Anchorage | 17-I
| University of Alaska Anchorage | Student Housing Unit No 2 | Emergency Circuit Wiring | 79000 | 310516473.5 | 79000 | 310516473.5 | Anchorage | 17-I
| University of Alaska Anchorage | Student Housing Unit No 2 | Emergency/ Backup Generation | 114000 | 310630473.5 | 114000 | 310630473.5 | Anchorage | 17-I
| University of Alaska Anchorage | Student Housing Unit No 2 | Exterior Doors | 328000 | 310958473.5 | 328000 | 310958473.5 | Anchorage | 17-I
| University of Alaska Anchorage | Student Housing Unit No 2 | Exterior Stairs | 12000 | 310970473.5 | 12000 | 310970473.5 | Anchorage | 17-I
| University of Alaska Anchorage | Student Housing Unit No 2 | Faucets & Sinks | 21000 | 310991473.5 | 21000 | 310991473.5 | Anchorage | 17-I
| University of Alaska Anchorage | Student Housing Unit No 2 | Fire Alarm Panel | 399000 | 311390473.5 | 399000 | 311390473.5 | Anchorage | 17-I
| University of Alaska Anchorage | Student Housing Unit No 2 | Fixed Ceiling Replacement | 315000 | 311705473.5 | 315000 | 311705473.5 | Anchorage | 17-I
| University of Alaska Anchorage | Student Housing Unit No 2 | Fume Hoods | 430000 | 312135473.5 | 430000 | 312135473.5 | Anchorage | 17-I
| University of Alaska Anchorage | Student Housing Unit No 2 | Indoor Lighting | 168000 | 312303473.5 | 168000 | 312303473.5 | Anchorage | 17-I
| University of Alaska Anchorage | Student Housing Unit No 2 | Interior Doors & Doorways | 199706 | 312503179.5 | 199706 | 312503179.5 | Anchorage | 17-I
| University of Alaska Anchorage | Student Housing Unit No 2 | Main Building Panels/Switchgear | 39000 | 312542179.5 | 39000 | 312542179.5 | Anchorage | 17-I
| University of Alaska Anchorage | Student Housing Unit No 2 | Metal | 335946 | 312878125.5 | 335946 | 312878125.5 | Anchorage | 17-I
| University of Alaska Anchorage | Student Housing Unit No 2 | Outlets and Switches | 149362 | 313027487.5 | 149362 | 313027487.5 | Anchorage | 17-I
| University of Alaska Anchorage | Student Housing Unit No 2 | Secondary Transformer | 158000 | 313185487.5 | 158000 | 313185487.5 | Anchorage | 17-I
| University of Alaska Anchorage | Student Housing Unit No 2 | Skylights | 234000 | 313419487.5 | 234000 | 313419487.5 | Anchorage | 17-I
| University of Alaska Anchorage | Student Housing Unit No 2 | Small Bath - 1 to 3 units with Shower | 430000 | 313849487.5 | 430000 | 313849487.5 | Anchorage | 17-I
| University of Alaska Anchorage | Student Housing Unit No 2 | Sprinklers | 315000 | 314164487.5 | 315000 | 314164487.5 | Anchorage | 17-I
| University of Alaska Anchorage | Student Housing Unit No 2 | Unit Heaters | 7986 | 314172473.5 | 7986 | 314172473.5 | Anchorage | 17-I
| University of Alaska Anchorage | Student Housing Unit No 3 | Air House - Return Fan | 78000 | 314250473.5 | 78000 | 314250473.5 | Anchorage | 17-I
| University of Alaska Anchorage | Student Housing Unit No 3 | Building Distribution | 387000 | 314637473.5 | 387000 | 314637473.5 | Anchorage | 17-I
| University of Alaska Anchorage | Student Housing Unit No 3 | Building Wiring | 332000 | 314969473.5 | 332000 | 314969473.5 | Anchorage | 17-I
| University of Alaska Anchorage | Student Housing Unit No 3 | Circuit Breaker Panels | 50000 | 315019473.5 | 50000 | 315019473.5 | Anchorage | 17-I
| University of Alaska Anchorage | Student Housing Unit No 3 | Circulating Pumps | 4000 | 315023473.5 | 4000 | 315023473.5 | Anchorage | 17-I
| University of Alaska Anchorage | Student Housing Unit No 3 | CO Detectors | 66000 | 315089473.5 | 66000 | 315089473.5 | Anchorage | 17-I
| University of Alaska Anchorage | Student Housing Unit No 3 | Controls | 17000 | 315106473.5 | 17000 | 315106473.5 | Anchorage | 17-I
| University of Alaska Anchorage | Student Housing Unit No 3 | Drainage Piping & Drains | 277000 | 315383473.5 | 277000 | 315383473.5 | Anchorage | 17-I
| University of Alaska Anchorage | Student Housing Unit No 3 | Emergency Circuit Wiring | 83000 | 315466473.5 | 83000 | 315466473.5 | Anchorage | 17-I
| University of Alaska Anchorage | Student Housing Unit No 3 | Exterior Doors | 323946 | 315790419.5 | 323946 | 315790419.5 | Anchorage | 17-I
| University of Alaska Anchorage | Student Housing Unit No 3 | Exterior Stairs | 13000 | 315803419.5 | 13000 | 315803419.5 | Anchorage | 17-I
| University of Alaska Anchorage | Student Housing Unit No 3 | Faucets & Sinks | 23000 | 315826419.5 | 23000 | 315826419.5 | Anchorage | 17-I
| University of Alaska Anchorage | Student Housing Unit No 3 | Fire Alarm Panel | 399000 | 316225419.5 | 399000 | 316225419.5 | Anchorage | 17-I
| University of Alaska Anchorage | Student Housing Unit No 3 | Fixed Ceiling Replacement | 332000 | 316557419.5 | 332000 | 316557419.5 | Anchorage | 17-I
| University of Alaska Anchorage | Student Housing Unit No 3 | Indoor Lighting | 177000 | 316734419.5 | 177000 | 316734419.5 | Anchorage | 17-I
| University of Alaska Anchorage | Student Housing Unit No 3 | Interior Doors & Doorways | 393970 | 317128389.5 | 393970 | 317128389.5 | Anchorage | 17-I
| University of Alaska Anchorage | Student Housing Unit No 3 | Main Building Panels/Switchgear | 39000 | 317167389.5 | 39000 | 317167389.5 | Anchorage | 17-I
| University of Alaska Anchorage | Student Housing Unit No 3 | Metal | 387000 | 317554389.5 | 387000 | 317554389.5 | Anchorage | 17-I
| University of Alaska Anchorage | Student Housing Unit No 3 | Outlets and Switches | 149362 | 317703751.5 | 149362 | 317703751.5 | Anchorage | 17-I
| University of Alaska Anchorage | Student Housing Unit No 3 | Secondary Transformer | 166000 | 317869751.5 | 166000 | 317869751.5 | Anchorage | 17-I
| University of Alaska Anchorage | Student Housing Unit No 3 | Skylights | 234000 | 318103751.5 | 234000 | 318103751.5 | Anchorage | 17-I
| University of Alaska Anchorage | Student Housing Unit No 3 | Small Bath - 1 to 3 units with Shower | 469000 | 318572751.5 | 469000 | 318572751.5 | Anchorage | 17-I
| University of Alaska Anchorage | Student Housing Unit No 3 | Sprinklers | 332000 | 318904751.5 | 332000 | 318904751.5 | Anchorage | 17-I
| University of Alaska Anchorage | Student Housing Unit No 3 | Unit Heaters | 7986 | 318912737.5 | 7986 | 318912737.5 | Anchorage | 17-I
| University of Alaska Anchorage | Student Housing Unit No 4 | Air House - Return Fan | 78000 | 318990737.5 | 78000 | 318990737.5 | Anchorage | 17-I
| University of Alaska Anchorage | Student Housing Unit No 4 | Building Distribution | 394000 | 319384737.5 | 394000 | 319384737.5 | Anchorage | 17-I
| University of Alaska Anchorage | Student Housing Unit No 4 | Building Wiring | 338000 | 319722737.5 | 338000 | 319722737.5 | Anchorage | 17-I
| University of Alaska Anchorage | Student Housing Unit No 4 | Circuit Breaker Panels | 51000 | 319773737.5 | 51000 | 319773737.5 | Anchorage | 17-I
| University of Alaska Anchorage | Student Housing Unit No 4 | Circulating Pumps | 4000 | 319777737.5 | 4000 | 319777737.5 | Anchorage | 17-I
| University of Alaska Anchorage | Student Housing Unit No 4 | CO Detectors | 68000 | 319845737.5 | 68000 | 319845737.5 | Anchorage | 17-I
| University of Alaska Anchorage | Student Housing Unit No 4 | Controls | 17000 | 319862737.5 | 17000 | 319862737.5 | Anchorage | 17-I
| University of Alaska Anchorage | Student Housing Unit No 4 | Drainage Piping & Drains | 281000 | 320143737.5 | 281000 | 320143737.5 | Anchorage | 17-I
| University of Alaska Anchorage | Student Housing Unit No 4 | Emergency Circuit Wiring | 84000 | 320227737.5 | 84000 | 320227737.5 | Anchorage | 17-I
| University of Alaska Anchorage | Student Housing Unit No 4 | Exterior Doors | 344000 | 320571737.5 | 344000 | 320571737.5 | Anchorage | 17-I
| University of Alaska Anchorage | Student Housing Unit No 4 | Exterior Stairs | 13000 | 320584737.5 | 13000 | 320584737.5 | Anchorage | 17-I
| University of Alaska Anchorage | Student Housing Unit No 4 | Faucets & Sinks | 23000 | 320607737.5 | 23000 | 320607737.5 | Anchorage | 17-I
| University of Alaska Anchorage | Student Housing Unit No 4 | Fire Alarm Panel | 399000 | 321006737.5 | 399000 | 321006737.5 | Anchorage | 17-I
| University of Alaska Anchorage | Student Housing Unit No 4 | Fixed Ceiling Replacement | 338000 | 321344737.5 | 338000 | 321344737.5 | Anchorage | 17-I
| University of Alaska Anchorage | Student Housing Unit No 4 | Fume Hoods | 469000 | 321813737.5 | 469000 | 321813737.5 | Anchorage | 17-I
| University of Alaska Anchorage | Student Housing Unit No 4 | Indoor Lighting | 180000 | 321993737.5 | 180000 | 321993737.5 | Anchorage | 17-I
| University of Alaska Anchorage | Student Housing Unit No 4 | Interior Doors & Doorways | 287111 | 322280848.5 | 287111 | 322280848.5 | Anchorage | 17-I
| University of Alaska Anchorage | Student Housing Unit No 4 | Main Building Panels/Switchgear | 39000 | 322319848.5 | 39000 | 322319848.5 | Anchorage | 17-I
| University of Alaska Anchorage | Student Housing Unit No 4 | Metal | 335946 | 322655794.5 | 335946 | 322655794.5 | Anchorage | 17-I
| University of Alaska Anchorage | Student Housing Unit No 4 | Outlets and Switches | 149362 | 322805156.5 | 149362 | 322805156.5 | Anchorage | 17-I
| University of Alaska Anchorage | Student Housing Unit No 4 | Secondary Transformer | 169000 | 322974156.5 | 169000 | 322974156.5 | Anchorage | 17-I
| University of Alaska Anchorage | Student Housing Unit No 4 | Skylights | 234000 | 323208156.5 | 234000 | 323208156.5 | Anchorage | 17-I
| University of Alaska Anchorage | Student Housing Unit No 4 | Small Bath - 1 to 3 units with Shower | 469000 | 323677156.5 | 469000 | 323677156.5 | Anchorage | 17-I
| University of Alaska Anchorage | Student Housing Unit No 4 | Sprinklers | 338000 | 324015156.5 | 338000 | 324015156.5 | Anchorage | 17-I
| University of Alaska Anchorage | Student Housing Unit No 4 | Unit Heaters | 7986 | 324023142.5 | 7986 | 324023142.5 | Anchorage | 17-I
| University of Alaska Anchorage | Student Housing Unit No 5 | Air House - Return Fan | 78000 | 324101142.5 | 78000 | 324101142.5 | Anchorage | 17-I
| University of Alaska Anchorage | Student Housing Unit No 5 | Building Distribution | 366000 | 324467142.5 | 366000 | 324467142.5 | Anchorage | 17-I
| University of Alaska Anchorage | Student Housing Unit No 5 | Building Wiring | 314000 | 324781142.5 | 314000 | 324781142.5 | Anchorage | 17-I
| University of Alaska Anchorage | Student Housing Unit No 5 | Carpet | 154024 | 324935166.5 | 154024 | 324935166.5 | Anchorage | 17-I
| University of Alaska Anchorage | Student Housing Unit No 5 | Circuit Breaker Panels | 47000 | 324982166.5 | 47000 | 324982166.5 | Anchorage | 17-I
| University of Alaska Anchorage | Student Housing Unit No 5 | Circulating Pumps | 4000 | 324986166.5 | 4000 | 324986166.5 | Anchorage | 17-I
| University of Alaska Anchorage | Student Housing Unit No 5 | CO Detectors | 63000 | 325049166.5 | 63000 | 325049166.5 | Anchorage | 17-I
| University of Alaska Anchorage | Student Housing Unit No 5 | Controls | 17000 | 325066166.5 | 17000 | 325066166.5 | Anchorage | 17-I
| University of Alaska Anchorage | Student Housing Unit No 5 | Drainage Piping & Drains | 261000 | 325327166.5 | 261000 | 325327166.5 | Anchorage | 17-I
| University of Alaska Anchorage | Student Housing Unit No 5 | Emergency Circuit Wiring | 78000 | 325405166.5 | 78000 | 325405166.5 | Anchorage | 17-I
| University of Alaska Anchorage | Student Housing Unit No 5 | Exterior Doors | 297000 | 325702166.5 | 297000 | 325702166.5 | Anchorage | 17-I
| University of Alaska Anchorage | Student Housing Unit No 5 | Exterior Stairs | 13000 | 325715166.5 | 13000 | 325715166.5 | Anchorage | 17-I
| University of Alaska Anchorage | Student Housing Unit No 5 | Faucets & Sinks | 21000 | 325736166.5 | 21000 | 325736166.5 | Anchorage | 17-I
| University of Alaska Anchorage | Student Housing Unit No 5 | Fire Alarm Panel | 399000 | 326135166.5 | 399000 | 326135166.5 | Anchorage | 17-I
| University of Alaska Anchorage | Student Housing Unit No 5 | Fixed Ceiling Replacement | 314000 | 326449166.5 | 314000 | 326449166.5 | Anchorage | 17-I
| University of Alaska Anchorage | Student Housing Unit No 5 | Fume Hoods | 430000 | 326879166.5 | 430000 | 326879166.5 | Anchorage | 17-I
| University of Alaska Anchorage | Student Housing Unit No 5 | Indoor Lighting | 167000 | 327046166.5 | 167000 | 327046166.5 | Anchorage | 17-I
| University of Alaska Anchorage | Student Housing Unit No 5 | Interior Doors & Doorways | 435000 | 327481166.5 | 435000 | 327481166.5 | Anchorage | 17-I
| University of Alaska Anchorage | Student Housing Unit No 5 | Main Building Panels/Switchgear | 39000 | 327520166.5 | 39000 | 327520166.5 | Anchorage | 17-I
| University of Alaska Anchorage | Student Housing Unit No 5 | Metal | 335946 | 327856112.5 | 335946 | 327856112.5 | Anchorage | 17-I
| University of Alaska Anchorage | Student Housing Unit No 5 | Outlets and Switches | 122662 | 327978774.5 | 122662 | 327978774.5 | Anchorage | 17-I
| University of Alaska Anchorage | Student Housing Unit No 5 | Secondary Transformer | 157000 | 328135774.5 | 157000 | 328135774.5 | Anchorage | 17-I
| University of Alaska Anchorage | Student Housing Unit No 5 | Skylights | 234000 | 328369774.5 | 234000 | 328369774.5 | Anchorage | 17-I
| University of Alaska Anchorage | Student Housing Unit No 5 | Small Bath - 1 to 3 units with Shower | 366614 | 328736388.5 | 366614 | 328736388.5 | Anchorage | 17-I
| University of Alaska Anchorage | Student Housing Unit No 5 | Sprinklers | 314000 | 329050388.5 | 314000 | 329050388.5 | Anchorage | 17-I
| University of Alaska Anchorage | Student Housing Unit No 5 | Tile | 20000 | 329070388.5 | 20000 | 329070388.5 | Anchorage | 17-I
| University of Alaska Anchorage | Student Housing Unit No 5 | Unit Heaters | 7986 | 329078374.5 | 7986 | 329078374.5 | Anchorage | 17-I
| University of Alaska Anchorage | Student Housing Unit No 5 | VCT | 13000 | 329091374.5 | 13000 | 329091374.5 | Anchorage | 17-I
| University of Alaska Anchorage | Student Housing Unit No 6 | Air House - Return Fan | 78000 | 329169374.5 | 78000 | 329169374.5 | Anchorage | 17-I
| University of Alaska Anchorage | Student Housing Unit No 6 | Building Distribution | 563000 | 329732374.5 | 563000 | 329732374.5 | Anchorage | 17-I
| University of Alaska Anchorage | Student Housing Unit No 6 | Building Wiring | 483000 | 330215374.5 | 483000 | 330215374.5 | Anchorage | 17-I
| University of Alaska Anchorage | Student Housing Unit No 6 | Carpet | 348000 | 330563374.5 | 348000 | 330563374.5 | Anchorage | 17-I
| University of Alaska Anchorage | Student Housing Unit No 6 | Circuit Breaker Panels | 72000 | 330635374.5 | 72000 | 330635374.5 | Anchorage | 17-I
| University of Alaska Anchorage | Student Housing Unit No 6 | CO Detectors | 97000 | 330732374.5 | 97000 | 330732374.5 | Anchorage | 17-I
| University of Alaska Anchorage | Student Housing Unit No 6 | Controls | 25000 | 330757374.5 | 25000 | 330757374.5 | Anchorage | 17-I
| University of Alaska Anchorage | Student Housing Unit No 6 | Drainage Piping & Drains | 402000 | 331159374.5 | 402000 | 331159374.5 | Anchorage | 17-I
| University of Alaska Anchorage | Student Housing Unit No 6 | Emergency Circuit Wiring | 121000 | 331280374.5 | 121000 | 331280374.5 | Anchorage | 17-I
| University of Alaska Anchorage | Student Housing Unit No 6 | Expansion Tanks | 46000 | 331326374.5 | 46000 | 331326374.5 | Anchorage | 17-I
| University of Alaska Anchorage | Student Housing Unit No 6 | Exterior Doors | 484000 | 331810374.5 | 484000 | 331810374.5 | Anchorage | 17-I
| University of Alaska Anchorage | Student Housing Unit No 6 | Exterior Stairs | 20000 | 331830374.5 | 20000 | 331830374.5 | Anchorage | 17-I
| University of Alaska Anchorage | Student Housing Unit No 6 | Faucets & Sinks | 32000 | 331862374.5 | 32000 | 331862374.5 | Anchorage | 17-I
| University of Alaska Anchorage | Student Housing Unit No 6 | Fire Alarm Panel | 532000 | 332394374.5 | 532000 | 332394374.5 | Anchorage | 17-I
| University of Alaska Anchorage | Student Housing Unit No 6 | Fixed Ceiling Replacement | 483000 | 332877374.5 | 483000 | 332877374.5 | Anchorage | 17-I
| University of Alaska Anchorage | Student Housing Unit No 6 | Fume Hoods | 662986 | 333540360.5 | 662986 | 333540360.5 | Anchorage | 17-I
| University of Alaska Anchorage | Student Housing Unit No 6 | HW Converter/Heat Exchanger | 58000 | 333598360.5 | 58000 | 333598360.5 | Anchorage | 17-I
| University of Alaska Anchorage | Student Housing Unit No 6 | Indoor Lighting | 257000 | 333855360.5 | 257000 | 333855360.5 | Anchorage | 17-I
| University of Alaska Anchorage | Student Housing Unit No 6 | Interior Doors & Doorways | 212970 | 334068330.5 | 212970 | 334068330.5 | Anchorage | 17-I
| University of Alaska Anchorage | Student Housing Unit No 6 | Main Building Panels/Switchgear | 39000 | 334107330.5 | 39000 | 334107330.5 | Anchorage | 17-I
| University of Alaska Anchorage | Student Housing Unit No 6 | Metal | 464946 | 334572276.5 | 464946 | 334572276.5 | Anchorage | 17-I
| University of Alaska Anchorage | Student Housing Unit No 6 | Outlets and Switches | 149362 | 334721638.5 | 149362 | 334721638.5 | Anchorage | 17-I
| University of Alaska Anchorage | Student Housing Unit No 6 | Painting | 180000 | 334901638.5 | 180000 | 334901638.5 | Anchorage | 17-I
| University of Alaska Anchorage | Student Housing Unit No 6 | Secondary Transformer | 241000 | 335142638.5 | 241000 | 335142638.5 | Anchorage | 17-I
| University of Alaska Anchorage | Student Housing Unit No 6 | Skylights | 234000 | 335376638.5 | 234000 | 335376638.5 | Anchorage | 17-I
| University of Alaska Anchorage | Student Housing Unit No 6 | Small Bath - 1 to 3 units with Shower | 664000 | 336040638.5 | 664000 | 336040638.5 | Anchorage | 17-I
| University of Alaska Anchorage | Student Housing Unit No 6 | Sprinklers | 483000 | 336523638.5 | 483000 | 336523638.5 | Anchorage | 17-I
| University of Alaska Anchorage | Student Housing Unit No 6 | Tile | 31000 | 336554638.5 | 31000 | 336554638.5 | Anchorage | 17-I
| University of Alaska Anchorage | Templewood Building A | Building Distribution | 207000 | 336761638.5 | 207000 | 336761638.5 | Anchorage | 17-I
| University of Alaska Anchorage | Templewood Building A | Building Wiring | 177000 | 336938638.5 | 177000 | 336938638.5 | Anchorage | 17-I
| University of Alaska Anchorage | Templewood Building A | Carpet | 128000 | 337066638.5 | 128000 | 337066638.5 | Anchorage | 17-I
| University of Alaska Anchorage | Templewood Building A | Chimney Repairs | 6000 | 337072638.5 | 6000 | 337072638.5 | Anchorage | 17-I
| University of Alaska Anchorage | Templewood Building A | Circuit Breaker Panels | 27000 | 337099638.5 | 27000 | 337099638.5 | Anchorage | 17-I
| University of Alaska Anchorage | Templewood Building A | CO Detectors | 70000 | 337169638.5 | 70000 | 337169638.5 | Anchorage | 17-I
| University of Alaska Anchorage | Templewood Building A | Drainage Piping & Drains | 148000 | 337317638.5 | 148000 | 337317638.5 | Anchorage | 17-I
| University of Alaska Anchorage | Templewood Building A | Exterior Doors | 63000 | 337380638.5 | 63000 | 337380638.5 | Anchorage | 17-I
| University of Alaska Anchorage | Templewood Building A | Faucets & Sinks | 15000 | 337395638.5 | 15000 | 337395638.5 | Anchorage | 17-I
| University of Alaska Anchorage | Templewood Building A | Fire Alarm Panel | 133000 | 337528638.5 | 133000 | 337528638.5 | Anchorage | 17-I
| University of Alaska Anchorage | Templewood Building A | Fire Pumps | 8000 | 337536638.5 | 8000 | 337536638.5 | Anchorage | 17-I
| University of Alaska Anchorage | Templewood Building A | Fixed Ceiling Replacement | 177000 | 337713638.5 | 177000 | 337713638.5 | Anchorage | 17-I
| University of Alaska Anchorage | Templewood Building A | Furnaces | 48000 | 337761638.5 | 48000 | 337761638.5 | Anchorage | 17-I
| University of Alaska Anchorage | Templewood Building A | Gutters | 2000 | 337763638.5 | 2000 | 337763638.5 | Anchorage | 17-I
| University of Alaska Anchorage | Templewood Building A | Indoor Lighting | 94000 | 337857638.5 | 94000 | 337857638.5 | Anchorage | 17-I
| University of Alaska Anchorage | Templewood Building A | Interior Doors & Doorways | 180000 | 338037638.5 | 180000 | 338037638.5 | Anchorage | 17-I
| University of Alaska Anchorage | Templewood Building A | Leaders- Exterior | 79000 | 338116638.5 | 79000 | 338116638.5 | Anchorage | 17-I
| University of Alaska Anchorage | Templewood Building A | Main Building Panels/Switchgear | 39000 | 338155638.5 | 39000 | 338155638.5 | Anchorage | 17-I
| University of Alaska Anchorage | Templewood Building A | Occupancy Sensors for Lighting | 4000 | 338159638.5 | 4000 | 338159638.5 | Anchorage | 17-I
| University of Alaska Anchorage | Templewood Building A | Outlets and Switches | 66000 | 338225638.5 | 66000 | 338225638.5 | Anchorage | 17-I
| University of Alaska Anchorage | Templewood Building A | Painting | 169000 | 338394638.5 | 169000 | 338394638.5 | Anchorage | 17-I
| University of Alaska Anchorage | Templewood Building A | Pumps/ Motors | 8000 | 338402638.5 | 8000 | 338402638.5 | Anchorage | 17-I
| University of Alaska Anchorage | Templewood Building A | Shingle | 75000 | 338477638.5 | 75000 | 338477638.5 | Anchorage | 17-I
| University of Alaska Anchorage | Templewood Building A | Small Bath - 1 to 3 units no Shower | 88000 | 338565638.5 | 88000 | 338565638.5 | Anchorage | 17-I
| University of Alaska Anchorage | Templewood Building A | Small Bath - 1 to 3 units with Shower | 313000 | 338878638.5 | 313000 | 338878638.5 | Anchorage | 17-I
| University of Alaska Anchorage | Templewood Building A | VCT | 7000 | 338885638.5 | 7000 | 338885638.5 | Anchorage | 17-I
| University of Alaska Anchorage | Templewood Building A | Windows - Large | 13000 | 338898638.5 | 13000 | 338898638.5 | Anchorage | 17-I
| University of Alaska Anchorage | Templewood Building A | Windows - Medium | 175558 | 339074196.5 | 175558 | 339074196.5 | Anchorage | 17-I
| University of Alaska Anchorage | Templewood Building A | Windows (Trim) | 59000 | 339133196.5 | 59000 | 339133196.5 | Anchorage | 17-I
| University of Alaska Anchorage | Templewood Building B | Building Distribution | 103000 | 339236196.5 | 103000 | 339236196.5 | Anchorage | 17-I
| University of Alaska Anchorage | Templewood Building B | Building Wiring | 89000 | 339325196.5 | 89000 | 339325196.5 | Anchorage | 17-I
| University of Alaska Anchorage | Templewood Building B | Carpet | 64000 | 339389196.5 | 64000 | 339389196.5 | Anchorage | 17-I
| University of Alaska Anchorage | Templewood Building B | Chimney Repairs | 3000 | 339392196.5 | 3000 | 339392196.5 | Anchorage | 17-I
| University of Alaska Anchorage | Templewood Building B | Circuit Breaker Panels | 13000 | 339405196.5 | 13000 | 339405196.5 | Anchorage | 17-I
| University of Alaska Anchorage | Templewood Building B | CO Detectors | 36000 | 339441196.5 | 36000 | 339441196.5 | Anchorage | 17-I
| University of Alaska Anchorage | Templewood Building B | Drainage Piping & Drains | 74000 | 339515196.5 | 74000 | 339515196.5 | Anchorage | 17-I
| University of Alaska Anchorage | Templewood Building B | Exterior Doors | 31000 | 339546196.5 | 31000 | 339546196.5 | Anchorage | 17-I
| University of Alaska Anchorage | Templewood Building B | Faucets & Sinks | 8000 | 339554196.5 | 8000 | 339554196.5 | Anchorage | 17-I
| University of Alaska Anchorage | Templewood Building B | Fire Alarm Panel | 133000 | 339687196.5 | 133000 | 339687196.5 | Anchorage | 17-I
| University of Alaska Anchorage | Templewood Building B | Fire Pumps | 8000 | 339695196.5 | 8000 | 339695196.5 | Anchorage | 17-I
| University of Alaska Anchorage | Templewood Building B | Fixed Ceiling Replacement | 89000 | 339784196.5 | 89000 | 339784196.5 | Anchorage | 17-I
| University of Alaska Anchorage | Templewood Building B | Furnaces | 24000 | 339808196.5 | 24000 | 339808196.5 | Anchorage | 17-I
| University of Alaska Anchorage | Templewood Building B | Gutters | 1000 | 339809196.5 | 1000 | 339809196.5 | Anchorage | 17-I
| University of Alaska Anchorage | Templewood Building B | Indoor Lighting | 47000 | 339856196.5 | 47000 | 339856196.5 | Anchorage | 17-I
| University of Alaska Anchorage | Templewood Building B | Interior Doors & Doorways | 80000 | 339936196.5 | 80000 | 339936196.5 | Anchorage | 17-I
| University of Alaska Anchorage | Templewood Building B | Leaders- Exterior | 51000 | 339987196.5 | 51000 | 339987196.5 | Anchorage | 17-I
| University of Alaska Anchorage | Templewood Building B | Main Building Panels/Switchgear | 39000 | 340026196.5 | 39000 | 340026196.5 | Anchorage | 17-I
| University of Alaska Anchorage | Templewood Building B | Occupancy Sensors for Lighting | 2000 | 340028196.5 | 2000 | 340028196.5 | Anchorage | 17-I
| University of Alaska Anchorage | Templewood Building B | Outlets and Switches | 66000 | 340094196.5 | 66000 | 340094196.5 | Anchorage | 17-I
| University of Alaska Anchorage | Templewood Building B | Painting | 69558 | 340163754.5 | 69558 | 340163754.5 | Anchorage | 17-I
| University of Alaska Anchorage | Templewood Building B | Pumps/ Motors | 8000 | 340171754.5 | 8000 | 340171754.5 | Anchorage | 17-I
| University of Alaska Anchorage | Templewood Building B | Shingle | 38000 | 340209754.5 | 38000 | 340209754.5 | Anchorage | 17-I
| University of Alaska Anchorage | Templewood Building B | Small Bath - 1 to 3 units no Shower | 44000 | 340253754.5 | 44000 | 340253754.5 | Anchorage | 17-I
| University of Alaska Anchorage | Templewood Building B | Small Bath - 1 to 3 units with Shower | 156000 | 340409754.5 | 156000 | 340409754.5 | Anchorage | 17-I
| University of Alaska Anchorage | Templewood Building B | VCT | 4000 | 340413754.5 | 4000 | 340413754.5 | Anchorage | 17-I
| University of Alaska Anchorage | Templewood Building B | Windows - Large | 13000 | 340426754.5 | 13000 | 340426754.5 | Anchorage | 17-I
| University of Alaska Anchorage | Templewood Building B | Windows - Small | 58000 | 340484754.5 | 58000 | 340484754.5 | Anchorage | 17-I
| University of Alaska Anchorage | Templewood Building B | Windows (Trim) | 30000 | 340514754.5 | 30000 | 340514754.5 | Anchorage | 17-I
| University of Alaska Anchorage | Templewood Building C | Building Distribution | 207000 | 340721754.5 | 207000 | 340721754.5 | Anchorage | 17-I
| University of Alaska Anchorage | Templewood Building C | Building Wiring | 177000 | 340898754.5 | 177000 | 340898754.5 | Anchorage | 17-I
| University of Alaska Anchorage | Templewood Building C | Carpet | 128000 | 341026754.5 | 128000 | 341026754.5 | Anchorage | 17-I
| University of Alaska Anchorage | Templewood Building C | Chimney Repairs | 6000 | 341032754.5 | 6000 | 341032754.5 | Anchorage | 17-I
| University of Alaska Anchorage | Templewood Building C | Circuit Breaker Panels | 27000 | 341059754.5 | 27000 | 341059754.5 | Anchorage | 17-I
| University of Alaska Anchorage | Templewood Building C | CO Detectors | 70000 | 341129754.5 | 70000 | 341129754.5 | Anchorage | 17-I
| University of Alaska Anchorage | Templewood Building C | Drainage Piping & Drains | 148000 | 341277754.5 | 148000 | 341277754.5 | Anchorage | 17-I
| University of Alaska Anchorage | Templewood Building C | Exterior Doors | 63000 | 341340754.5 | 63000 | 341340754.5 | Anchorage | 17-I
| University of Alaska Anchorage | Templewood Building C | Faucets & Sinks | 15000 | 341355754.5 | 15000 | 341355754.5 | Anchorage | 17-I
| University of Alaska Anchorage | Templewood Building C | Fire Alarm Panel | 266000 | 341621754.5 | 266000 | 341621754.5 | Anchorage | 17-I
| University of Alaska Anchorage | Templewood Building C | Fire Pumps | 8000 | 341629754.5 | 8000 | 341629754.5 | Anchorage | 17-I
| University of Alaska Anchorage | Templewood Building C | Fixed Ceiling Replacement | 177000 | 341806754.5 | 177000 | 341806754.5 | Anchorage | 17-I
| University of Alaska Anchorage | Templewood Building C | Furnaces | 48000 | 341854754.5 | 48000 | 341854754.5 | Anchorage | 17-I
| University of Alaska Anchorage | Templewood Building C | Gutters | 2000 | 341856754.5 | 2000 | 341856754.5 | Anchorage | 17-I
| University of Alaska Anchorage | Templewood Building C | Indoor Lighting | 94000 | 341950754.5 | 94000 | 341950754.5 | Anchorage | 17-I
| University of Alaska Anchorage | Templewood Building C | Interior Doors & Doorways | 225000 | 342175754.5 | 225000 | 342175754.5 | Anchorage | 17-I
| University of Alaska Anchorage | Templewood Building C | Leaders- Exterior | 79000 | 342254754.5 | 79000 | 342254754.5 | Anchorage | 17-I
| University of Alaska Anchorage | Templewood Building C | Main Building Panels/Switchgear | 39000 | 342293754.5 | 39000 | 342293754.5 | Anchorage | 17-I
| University of Alaska Anchorage | Templewood Building C | Occupancy Sensors for Lighting | 4000 | 342297754.5 | 4000 | 342297754.5 | Anchorage | 17-I
| University of Alaska Anchorage | Templewood Building C | Outlets and Switches | 66000 | 342363754.5 | 66000 | 342363754.5 | Anchorage | 17-I
| University of Alaska Anchorage | Templewood Building C | Painting | 153558 | 342517312.5 | 153558 | 342517312.5 | Anchorage | 17-I
| University of Alaska Anchorage | Templewood Building C | Pumps/ Motors | 8000 | 342525312.5 | 8000 | 342525312.5 | Anchorage | 17-I
| University of Alaska Anchorage | Templewood Building C | Shingle | 75000 | 342600312.5 | 75000 | 342600312.5 | Anchorage | 17-I
| University of Alaska Anchorage | Templewood Building C | Small Bath - 1 to 3 units no Shower | 88000 | 342688312.5 | 88000 | 342688312.5 | Anchorage | 17-I
| University of Alaska Anchorage | Templewood Building C | Small Bath - 1 to 3 units with Shower | 313000 | 343001312.5 | 313000 | 343001312.5 | Anchorage | 17-I
| University of Alaska Anchorage | Templewood Building C | VCT | 7000 | 343008312.5 | 7000 | 343008312.5 | Anchorage | 17-I
| University of Alaska Anchorage | Templewood Building C | Windows - Large | 13000 | 343021312.5 | 13000 | 343021312.5 | Anchorage | 17-I
| University of Alaska Anchorage | Templewood Building C | Windows - Medium | 194000 | 343215312.5 | 194000 | 343215312.5 | Anchorage | 17-I
| University of Alaska Anchorage | Templewood Building C | Windows (Trim) | 59000 | 343274312.5 | 59000 | 343274312.5 | Anchorage | 17-I
| University of Alaska Anchorage | Templewood Building D | Building Distribution | 207000 | 343481312.5 | 207000 | 343481312.5 | Anchorage | 17-I
| University of Alaska Anchorage | Templewood Building D | Building Wiring | 177000 | 343658312.5 | 177000 | 343658312.5 | Anchorage | 17-I
| University of Alaska Anchorage | Templewood Building D | Carpet | 101137 | 343759449.5 | 101137 | 343759449.5 | Anchorage | 17-I
| University of Alaska Anchorage | Templewood Building D | Chimney Repairs | 6000 | 343765449.5 | 6000 | 343765449.5 | Anchorage | 17-I
| University of Alaska Anchorage | Templewood Building D | Circuit Breaker Panels | 27000 | 343792449.5 | 27000 | 343792449.5 | Anchorage | 17-I
| University of Alaska Anchorage | Templewood Building D | CO Detectors | 70000 | 343862449.5 | 70000 | 343862449.5 | Anchorage | 17-I
| University of Alaska Anchorage | Templewood Building D | Drainage Piping & Drains | 148000 | 344010449.5 | 148000 | 344010449.5 | Anchorage | 17-I
| University of Alaska Anchorage | Templewood Building D | Exterior Doors | 63000 | 344073449.5 | 63000 | 344073449.5 | Anchorage | 17-I
| University of Alaska Anchorage | Templewood Building D | Faucets & Sinks | 15000 | 344088449.5 | 15000 | 344088449.5 | Anchorage | 17-I
| University of Alaska Anchorage | Templewood Building D | Fire Alarm Panel | 133000 | 344221449.5 | 133000 | 344221449.5 | Anchorage | 17-I
| University of Alaska Anchorage | Templewood Building D | Fire Pumps | 8000 | 344229449.5 | 8000 | 344229449.5 | Anchorage | 17-I
| University of Alaska Anchorage | Templewood Building D | Fixed Ceiling Replacement | 177000 | 344406449.5 | 177000 | 344406449.5 | Anchorage | 17-I
| University of Alaska Anchorage | Templewood Building D | Furnaces | 48000 | 344454449.5 | 48000 | 344454449.5 | Anchorage | 17-I
| University of Alaska Anchorage | Templewood Building D | Gutters | 2000 | 344456449.5 | 2000 | 344456449.5 | Anchorage | 17-I
| University of Alaska Anchorage | Templewood Building D | Indoor Lighting | 94000 | 344550449.5 | 94000 | 344550449.5 | Anchorage | 17-I
| University of Alaska Anchorage | Templewood Building D | Interior Doors & Doorways | 225000 | 344775449.5 | 225000 | 344775449.5 | Anchorage | 17-I
| University of Alaska Anchorage | Templewood Building D | Leaders- Exterior | 79000 | 344854449.5 | 79000 | 344854449.5 | Anchorage | 17-I
| University of Alaska Anchorage | Templewood Building D | Main Building Panels/Switchgear | 39000 | 344893449.5 | 39000 | 344893449.5 | Anchorage | 17-I
| University of Alaska Anchorage | Templewood Building D | Occupancy Sensors for Lighting | 4000 | 344897449.5 | 4000 | 344897449.5 | Anchorage | 17-I
| University of Alaska Anchorage | Templewood Building D | Outlets and Switches | 66000 | 344963449.5 | 66000 | 344963449.5 | Anchorage | 17-I
| University of Alaska Anchorage | Templewood Building D | Painting | 139918 | 345103367.5 | 139918 | 345103367.5 | Anchorage | 17-I
| University of Alaska Anchorage | Templewood Building D | Pumps/ Motors | 8000 | 345111367.5 | 8000 | 345111367.5 | Anchorage | 17-I
| University of Alaska Anchorage | Templewood Building D | Shingle | 75000 | 345186367.5 | 75000 | 345186367.5 | Anchorage | 17-I
| University of Alaska Anchorage | Templewood Building D | Small Bath - 1 to 3 units no Shower | 88000 | 345274367.5 | 88000 | 345274367.5 | Anchorage | 17-I
| University of Alaska Anchorage | Templewood Building D | Small Bath - 1 to 3 units with Shower | 313000 | 345587367.5 | 313000 | 345587367.5 | Anchorage | 17-I
| University of Alaska Anchorage | Templewood Building D | VCT | 7000 | 345594367.5 | 7000 | 345594367.5 | Anchorage | 17-I
| University of Alaska Anchorage | Templewood Building D | Windows - Large | 13000 | 345607367.5 | 13000 | 345607367.5 | Anchorage | 17-I
| University of Alaska Anchorage | Templewood Building D | Windows - Medium | 194000 | 345801367.5 | 194000 | 345801367.5 | Anchorage | 17-I
| University of Alaska Anchorage | Templewood Building D | Windows (Trim) | 59000 | 345860367.5 | 59000 | 345860367.5 | Anchorage | 17-I
| University of Alaska Anchorage | Templewood Building E | Building Distribution | 103000 | 345963367.5 | 103000 | 345963367.5 | Anchorage | 17-I
| University of Alaska Anchorage | Templewood Building E | Building Wiring | 89000 | 346052367.5 | 89000 | 346052367.5 | Anchorage | 17-I
| University of Alaska Anchorage | Templewood Building E | Carpet | 50360 | 346102727.5 | 50360 | 346102727.5 | Anchorage | 17-I
| University of Alaska Anchorage | Templewood Building E | Chimney Repairs | 3000 | 346105727.5 | 3000 | 346105727.5 | Anchorage | 17-I
| University of Alaska Anchorage | Templewood Building E | Circuit Breaker Panels | 13000 | 346118727.5 | 13000 | 346118727.5 | Anchorage | 17-I
| University of Alaska Anchorage | Templewood Building E | CO Detectors | 36000 | 346154727.5 | 36000 | 346154727.5 | Anchorage | 17-I
| University of Alaska Anchorage | Templewood Building E | Drainage Piping & Drains | 74000 | 346228727.5 | 74000 | 346228727.5 | Anchorage | 17-I
| University of Alaska Anchorage | Templewood Building E | Exterior Doors | 31000 | 346259727.5 | 31000 | 346259727.5 | Anchorage | 17-I
| University of Alaska Anchorage | Templewood Building E | Faucets & Sinks | 8000 | 346267727.5 | 8000 | 346267727.5 | Anchorage | 17-I
| University of Alaska Anchorage | Templewood Building E | Fire Alarm Panel | 133000 | 346400727.5 | 133000 | 346400727.5 | Anchorage | 17-I
| University of Alaska Anchorage | Templewood Building E | Fire Pumps | 8000 | 346408727.5 | 8000 | 346408727.5 | Anchorage | 17-I
| University of Alaska Anchorage | Templewood Building E | Fixed Ceiling Replacement | 89000 | 346497727.5 | 89000 | 346497727.5 | Anchorage | 17-I
| University of Alaska Anchorage | Templewood Building E | Furnaces | 24000 | 346521727.5 | 24000 | 346521727.5 | Anchorage | 17-I
| University of Alaska Anchorage | Templewood Building E | Gutters | 1000 | 346522727.5 | 1000 | 346522727.5 | Anchorage | 17-I
| University of Alaska Anchorage | Templewood Building E | Indoor Lighting | 47000 | 346569727.5 | 47000 | 346569727.5 | Anchorage | 17-I
| University of Alaska Anchorage | Templewood Building E | Interior Doors & Doorways | 115000 | 346684727.5 | 115000 | 346684727.5 | Anchorage | 17-I
| University of Alaska Anchorage | Templewood Building E | Leaders- Exterior | 51000 | 346735727.5 | 51000 | 346735727.5 | Anchorage | 17-I
| University of Alaska Anchorage | Templewood Building E | Main Building Panels/Switchgear | 39000 | 346774727.5 | 39000 | 346774727.5 | Anchorage | 17-I
| University of Alaska Anchorage | Templewood Building E | Occupancy Sensors for Lighting | 2000 | 346776727.5 | 2000 | 346776727.5 | Anchorage | 17-I
| University of Alaska Anchorage | Templewood Building E | Outlets and Switches | 66000 | 346842727.5 | 66000 | 346842727.5 | Anchorage | 17-I
| University of Alaska Anchorage | Templewood Building E | Painting | 62842 | 346905569.5 | 62842 | 346905569.5 | Anchorage | 17-I
| University of Alaska Anchorage | Templewood Building E | Pumps/ Motors | 8000 | 346913569.5 | 8000 | 346913569.5 | Anchorage | 17-I
| University of Alaska Anchorage | Templewood Building E | Shingle | 38000 | 346951569.5 | 38000 | 346951569.5 | Anchorage | 17-I
| University of Alaska Anchorage | Templewood Building E | Small Bath - 1 to 3 units no Shower | 44000 | 346995569.5 | 44000 | 346995569.5 | Anchorage | 17-I
| University of Alaska Anchorage | Templewood Building E | Small Bath - 1 to 3 units with Shower | 156000 | 347151569.5 | 156000 | 347151569.5 | Anchorage | 17-I
| University of Alaska Anchorage | Templewood Building E | VCT | 4000 | 347155569.5 | 4000 | 347155569.5 | Anchorage | 17-I
| University of Alaska Anchorage | Templewood Building E | Windows - Large | 6000 | 347161569.5 | 6000 | 347161569.5 | Anchorage | 17-I
| University of Alaska Anchorage | Templewood Building E | Windows - Medium | 91000 | 347252569.5 | 91000 | 347252569.5 | Anchorage | 17-I
| University of Alaska Anchorage | Templewood Building E | Windows (Trim) | 30000 | 347282569.5 | 30000 | 347282569.5 | Anchorage | 17-I
| University of Alaska Anchorage | Templewood Building F | Building Distribution | 207000 | 347489569.5 | 207000 | 347489569.5 | Anchorage | 17-I
| University of Alaska Anchorage | Templewood Building F | Building Wiring | 177000 | 347666569.5 | 177000 | 347666569.5 | Anchorage | 17-I
| University of Alaska Anchorage | Templewood Building F | Carpet | 128000 | 347794569.5 | 128000 | 347794569.5 | Anchorage | 17-I
| University of Alaska Anchorage | Templewood Building F | Chimney Repairs | 6000 | 347800569.5 | 6000 | 347800569.5 | Anchorage | 17-I
| University of Alaska Anchorage | Templewood Building F | Circuit Breaker Panels | 27000 | 347827569.5 | 27000 | 347827569.5 | Anchorage | 17-I
| University of Alaska Anchorage | Templewood Building F | CO Detectors | 70000 | 347897569.5 | 70000 | 347897569.5 | Anchorage | 17-I
| University of Alaska Anchorage | Templewood Building F | Drainage Piping & Drains | 148000 | 348045569.5 | 148000 | 348045569.5 | Anchorage | 17-I
| University of Alaska Anchorage | Templewood Building F | Exterior Doors | 63000 | 348108569.5 | 63000 | 348108569.5 | Anchorage | 17-I
| University of Alaska Anchorage | Templewood Building F | Faucets & Sinks | 15000 | 348123569.5 | 15000 | 348123569.5 | Anchorage | 17-I
| University of Alaska Anchorage | Templewood Building F | Fire Alarm Panel | 133000 | 348256569.5 | 133000 | 348256569.5 | Anchorage | 17-I
| University of Alaska Anchorage | Templewood Building F | Fire Pumps | 8000 | 348264569.5 | 8000 | 348264569.5 | Anchorage | 17-I
| University of Alaska Anchorage | Templewood Building F | Fixed Ceiling Replacement | 177000 | 348441569.5 | 177000 | 348441569.5 | Anchorage | 17-I
| University of Alaska Anchorage | Templewood Building F | Furnaces | 48000 | 348489569.5 | 48000 | 348489569.5 | Anchorage | 17-I
| University of Alaska Anchorage | Templewood Building F | Gutters | 2000 | 348491569.5 | 2000 | 348491569.5 | Anchorage | 17-I
| University of Alaska Anchorage | Templewood Building F | Indoor Lighting | 94000 | 348585569.5 | 94000 | 348585569.5 | Anchorage | 17-I
| University of Alaska Anchorage | Templewood Building F | Interior Doors & Doorways | 205000 | 348790569.5 | 205000 | 348790569.5 | Anchorage | 17-I
| University of Alaska Anchorage | Templewood Building F | Leaders- Exterior | 79000 | 348869569.5 | 79000 | 348869569.5 | Anchorage | 17-I
| University of Alaska Anchorage | Templewood Building F | Main Building Panels/Switchgear | 39000 | 348908569.5 | 39000 | 348908569.5 | Anchorage | 17-I
| University of Alaska Anchorage | Templewood Building F | Occupancy Sensors for Lighting | 4000 | 348912569.5 | 4000 | 348912569.5 | Anchorage | 17-I
| University of Alaska Anchorage | Templewood Building F | Outlets and Switches | 66000 | 348978569.5 | 66000 | 348978569.5 | Anchorage | 17-I
| University of Alaska Anchorage | Templewood Building F | Painting | 153558 | 349132127.5 | 153558 | 349132127.5 | Anchorage | 17-I
| University of Alaska Anchorage | Templewood Building F | Pumps/ Motors | 8000 | 349140127.5 | 8000 | 349140127.5 | Anchorage | 17-I
| University of Alaska Anchorage | Templewood Building F | Shingle | 75000 | 349215127.5 | 75000 | 349215127.5 | Anchorage | 17-I
| University of Alaska Anchorage | Templewood Building F | Small Bath - 1 to 3 units no Shower | 88000 | 349303127.5 | 88000 | 349303127.5 | Anchorage | 17-I
| University of Alaska Anchorage | Templewood Building F | Small Bath - 1 to 3 units with Shower | 313000 | 349616127.5 | 313000 | 349616127.5 | Anchorage | 17-I
| University of Alaska Anchorage | Templewood Building F | VCT | 7000 | 349623127.5 | 7000 | 349623127.5 | Anchorage | 17-I
| University of Alaska Anchorage | Templewood Building F | Windows - Large | 13000 | 349636127.5 | 13000 | 349636127.5 | Anchorage | 17-I
| University of Alaska Anchorage | Templewood Building F | Windows - Medium | 206000 | 349842127.5 | 206000 | 349842127.5 | Anchorage | 17-I
| University of Alaska Anchorage | Templewood Building F | Windows (Trim) | 59000 | 349901127.5 | 59000 | 349901127.5 | Anchorage | 17-I
| University of Alaska Anchorage | Edward Lee Gorsuch Commons | ADA | 20000 | 349921127.5 | 20000 | 349921127.5 | Anchorage | 17-I
| University of Alaska Anchorage | Edward Lee Gorsuch Commons | Air Handlers | 1110000 | 351031127.5 | 1110000 | 351031127.5 | Anchorage | 17-I
| University of Alaska Anchorage | Edward Lee Gorsuch Commons | Air House - Return Fan | 156000 | 351187127.5 | 156000 | 351187127.5 | Anchorage | 17-I
| University of Alaska Anchorage | Edward Lee Gorsuch Commons | Building Boilers | 818000 | 352005127.5 | 818000 | 352005127.5 | Anchorage | 17-I
| University of Alaska Anchorage | Edward Lee Gorsuch Commons | Building Distribution | 586076 | 352591203.5 | 586076 | 352591203.5 | Anchorage | 17-I
| University of Alaska Anchorage | Edward Lee Gorsuch Commons | Building Piping - 2 Pipe or steam | 512000 | 353103203.5 | 512000 | 353103203.5 | Anchorage | 17-I
| University of Alaska Anchorage | Edward Lee Gorsuch Commons | Carpet | 183076 | 353286279.5 | 183076 | 353286279.5 | Anchorage | 17-I
| University of Alaska Anchorage | Edward Lee Gorsuch Commons | Caulking | 12000 | 353298279.5 | 12000 | 353298279.5 | Anchorage | 17-I
| University of Alaska Anchorage | Edward Lee Gorsuch Commons | Chiller - DX or Split System | 3000 | 353301279.5 | 3000 | 353301279.5 | Anchorage | 17-I
| University of Alaska Anchorage | Edward Lee Gorsuch Commons | Chiller - Liebert Unit | 78000 | 353379279.5 | 78000 | 353379279.5 | Anchorage | 17-I
| University of Alaska Anchorage | Edward Lee Gorsuch Commons | Chimney Repairs | 9000 | 353388279.5 | 9000 | 353388279.5 | Anchorage | 17-I
| University of Alaska Anchorage | Edward Lee Gorsuch Commons | Circuit Breaker Panels | 77000 | 353465279.5 | 77000 | 353465279.5 | Anchorage | 17-I
| University of Alaska Anchorage | Edward Lee Gorsuch Commons | Circulating Pumps | 16000 | 353481279.5 | 16000 | 353481279.5 | Anchorage | 17-I
| University of Alaska Anchorage | Edward Lee Gorsuch Commons | Controls | 27000 | 353508279.5 | 27000 | 353508279.5 | Anchorage | 17-I
| University of Alaska Anchorage | Edward Lee Gorsuch Commons | Drainage Piping & Drains | 426000 | 353934279.5 | 426000 | 353934279.5 | Anchorage | 17-I
| University of Alaska Anchorage | Edward Lee Gorsuch Commons | Drop Ceiling Replacement | 102000 | 354036279.5 | 102000 | 354036279.5 | Anchorage | 17-I
| University of Alaska Anchorage | Edward Lee Gorsuch Commons | Exhaust Fans - <1 HP | 16000 | 354052279.5 | 16000 | 354052279.5 | Anchorage | 17-I
| University of Alaska Anchorage | Edward Lee Gorsuch Commons | Expansion Tanks | 69000 | 354121279.5 | 69000 | 354121279.5 | Anchorage | 17-I
| University of Alaska Anchorage | Edward Lee Gorsuch Commons | Exterior Doors | 234000 | 354355279.5 | 234000 | 354355279.5 | Anchorage | 17-I
| University of Alaska Anchorage | Edward Lee Gorsuch Commons | Exterior Stairs | 4000 | 354359279.5 | 4000 | 354359279.5 | Anchorage | 17-I
| University of Alaska Anchorage | Edward Lee Gorsuch Commons | Fan Coil Units | 5000 | 354364279.5 | 5000 | 354364279.5 | Anchorage | 17-I
| University of Alaska Anchorage | Edward Lee Gorsuch Commons | Faucets & Sinks | 25000 | 354389279.5 | 25000 | 354389279.5 | Anchorage | 17-I
| University of Alaska Anchorage | Edward Lee Gorsuch Commons | Fire Alarm Panel | 266000 | 354655279.5 | 266000 | 354655279.5 | Anchorage | 17-I
| University of Alaska Anchorage | Edward Lee Gorsuch Commons | Fixed Ceiling Replacement | 328785 | 354984064.5 | 328785 | 354984064.5 | Anchorage | 17-I
| University of Alaska Anchorage | Edward Lee Gorsuch Commons | Hot Water Heaters | 60000 | 355044064.5 | 60000 | 355044064.5 | Anchorage | 17-I
| University of Alaska Anchorage | Edward Lee Gorsuch Commons | Indoor Lighting | 270000 | 355314064.5 | 270000 | 355314064.5 | Anchorage | 17-I
| University of Alaska Anchorage | Edward Lee Gorsuch Commons | Interior Doors & Doorways | 255000 | 355569064.5 | 255000 | 355569064.5 | Anchorage | 17-I
| University of Alaska Anchorage | Edward Lee Gorsuch Commons | Large Bath - 6+ units no Shower | 219000 | 355788064.5 | 219000 | 355788064.5 | Anchorage | 17-I
| University of Alaska Anchorage | Edward Lee Gorsuch Commons | Med Bath - 4 to 5 units no Shower | 78000 | 355866064.5 | 78000 | 355866064.5 | Anchorage | 17-I
| University of Alaska Anchorage | Edward Lee Gorsuch Commons | Outlets and Switches | 73000 | 355939064.5 | 73000 | 355939064.5 | Anchorage | 17-I
| University of Alaska Anchorage | Edward Lee Gorsuch Commons | Painting | 191000 | 356130064.5 | 191000 | 356130064.5 | Anchorage | 17-I
| University of Alaska Anchorage | Edward Lee Gorsuch Commons | Replace Tritium Exit Signs, and add signage per regulatory requirements | 170000 | 356300064.5 | 170000 | 356300064.5 | Anchorage | 17-I
| University of Alaska Anchorage | Edward Lee Gorsuch Commons | Return Fans - 10 to 25 HP | 234000 | 356534064.5 | 234000 | 356534064.5 | Anchorage | 17-I
| University of Alaska Anchorage | Edward Lee Gorsuch Commons | Shingle | 240000 | 356774064.5 | 240000 | 356774064.5 | Anchorage | 17-I
| University of Alaska Anchorage | Edward Lee Gorsuch Commons | Single-Ply/EPDM | 200000 | 356974064.5 | 200000 | 356974064.5 | Anchorage | 17-I
| University of Alaska Anchorage | Edward Lee Gorsuch Commons | Small Bath - 1 to 3 units no Shower | 44000 | 357018064.5 | 44000 | 357018064.5 | Anchorage | 17-I
| University of Alaska Anchorage | Edward Lee Gorsuch Commons | Storage Tanks | 4000 | 357022064.5 | 4000 | 357022064.5 | Anchorage | 17-I
| University of Alaska Anchorage | Edward Lee Gorsuch Commons | Tile | 65000 | 357087064.5 | 65000 | 357087064.5 | Anchorage | 17-I
| University of Alaska Anchorage | Edward Lee Gorsuch Commons | Variable Frequency Drives | 39000 | 357126064.5 | 39000 | 357126064.5 | Anchorage | 17-I
| University of Alaska Anchorage | Edward Lee Gorsuch Commons | Vinyl | 33000 | 357159064.5 | 33000 | 357159064.5 | Anchorage | 17-I
| University of Alaska Anchorage | East Hall | ADA | 20000 | 357179064.5 | 20000 | 357179064.5 | Anchorage | 17-I
| University of Alaska Anchorage | East Hall | Air Handlers | 3933000 | 361112064.5 | 3933000 | 361112064.5 | Anchorage | 17-I
| University of Alaska Anchorage | East Hall | Air House - Return Fan | 78000 | 361190064.5 | 78000 | 361190064.5 | Anchorage | 17-I
| University of Alaska Anchorage | East Hall | Building Boilers | 1934000 | 363124064.5 | 1934000 | 363124064.5 | Anchorage | 17-I
| University of Alaska Anchorage | East Hall | Building Distribution | 1410000 | 364534064.5 | 1410000 | 364534064.5 | Anchorage | 17-I
| University of Alaska Anchorage | East Hall | Building Piping - 2 Pipe or steam | 1209000 | 365743064.5 | 1209000 | 365743064.5 | Anchorage | 17-I
| University of Alaska Anchorage | East Hall | Carpet | 437362 | 366180426.5 | 437362 | 366180426.5 | Anchorage | 17-I
| University of Alaska Anchorage | East Hall | Caulking | 30000 | 366210426.5 | 30000 | 366210426.5 | Anchorage | 17-I
| University of Alaska Anchorage | East Hall | Chiller - Liebert Unit | 39000 | 366249426.5 | 39000 | 366249426.5 | Anchorage | 17-I
| University of Alaska Anchorage | East Hall | Circulating Pumps | 14000 | 366263426.5 | 14000 | 366263426.5 | Anchorage | 17-I
| University of Alaska Anchorage | East Hall | Controls | 65000 | 366328426.5 | 65000 | 366328426.5 | Anchorage | 17-I
| University of Alaska Anchorage | East Hall | Dampers | 16000 | 366344426.5 | 16000 | 366344426.5 | Anchorage | 17-I
| University of Alaska Anchorage | East Hall | Drainage Piping & Drains | 1007000 | 367351426.5 | 1007000 | 367351426.5 | Anchorage | 17-I
| University of Alaska Anchorage | East Hall | Drop Ceiling Replacement | 161000 | 367512426.5 | 161000 | 367512426.5 | Anchorage | 17-I
| University of Alaska Anchorage | East Hall | Elevators Cab Upgrade | 100000 | 367612426.5 | 100000 | 367612426.5 | Anchorage | 17-I
| University of Alaska Anchorage | East Hall | Elevators Mechanical Upgrade | 110000 | 367722426.5 | 110000 | 367722426.5 | Anchorage | 17-I
| University of Alaska Anchorage | East Hall | Exit Signage | 201000 | 367923426.5 | 201000 | 367923426.5 | Anchorage | 17-I
| University of Alaska Anchorage | East Hall | Expansion Tanks | 69000 | 367992426.5 | 69000 | 367992426.5 | Anchorage | 17-I
| University of Alaska Anchorage | East Hall | Exterior Doors | 125000 | 368117426.5 | 125000 | 368117426.5 | Anchorage | 17-I
| University of Alaska Anchorage | East Hall | Faucets & Sinks | 2000 | 368119426.5 | 2000 | 368119426.5 | Anchorage | 17-I
| University of Alaska Anchorage | East Hall | Fire Alarm Panel | 665000 | 368784426.5 | 665000 | 368784426.5 | Anchorage | 17-I
| University of Alaska Anchorage | East Hall | Fixed Ceiling Replacement | 967000 | 369751426.5 | 967000 | 369751426.5 | Anchorage | 17-I
| University of Alaska Anchorage | East Hall | Hot Water Heaters | 36000 | 369787426.5 | 36000 | 369787426.5 | Anchorage | 17-I
| University of Alaska Anchorage | East Hall | HW Converter/Heat Exchanger | 145000 | 369932426.5 | 145000 | 369932426.5 | Anchorage | 17-I
| University of Alaska Anchorage | East Hall | Indoor Lighting | 645000 | 370577426.5 | 645000 | 370577426.5 | Anchorage | 17-I
| University of Alaska Anchorage | East Hall | Interior Doors & Doorways | 2180000 | 372757426.5 | 2180000 | 372757426.5 | Anchorage | 17-I
| University of Alaska Anchorage | East Hall | Outlets and Switches | 411000 | 373168426.5 | 411000 | 373168426.5 | Anchorage | 17-I
| University of Alaska Anchorage | East Hall | Painting | 211362 | 373379788.5 | 211362 | 373379788.5 | Anchorage | 17-I
| University of Alaska Anchorage | East Hall | Pointing | 2100000 | 375479788.5 | 2100000 | 375479788.5 | Anchorage | 17-I
| University of Alaska Anchorage | East Hall | Replace Tritium Exit Signs, and add signage per regulatory requirements | 201000 | 375680788.5 | 201000 | 375680788.5 | Anchorage | 17-I
| University of Alaska Anchorage | East Hall | Return Fans - 10 to 25 HP | 156000 | 375836788.5 | 156000 | 375836788.5 | Anchorage | 17-I
| University of Alaska Anchorage | East Hall | Small Bath - 1 to 3 units with Shower | 4023000 | 379859788.5 | 4023000 | 379859788.5 | Anchorage | 17-I
| University of Alaska Anchorage | East Hall | Storage Tanks | 2000 | 379861788.5 | 2000 | 379861788.5 | Anchorage | 17-I
| University of Alaska Anchorage | East Hall | Tile | 77000 | 379938788.5 | 77000 | 379938788.5 | Anchorage | 17-I
| University of Alaska Anchorage | East Hall | VCT | 100000 | 380038788.5 | 100000 | 380038788.5 | Anchorage | 17-I
| University of Alaska Anchorage | East Hall | Windows - Large | 188000 | 380226788.5 | 188000 | 380226788.5 | Anchorage | 17-I
| University of Alaska Anchorage | East Hall | Windows - Small | 373000 | 380599788.5 | 373000 | 380599788.5 | Anchorage | 17-I
| University of Alaska Anchorage | West Hall | ADA | 20000 | 380619788.5 | 20000 | 380619788.5 | Anchorage | 17-I
| University of Alaska Anchorage | West Hall | Air Handlers | 1311000 | 381930788.5 | 1311000 | 381930788.5 | Anchorage | 17-I
| University of Alaska Anchorage | West Hall | Air House - Return Fan | 78000 | 382008788.5 | 78000 | 382008788.5 | Anchorage | 17-I
| University of Alaska Anchorage | West Hall | Building Boilers | 1934000 | 383942788.5 | 1934000 | 383942788.5 | Anchorage | 17-I
| University of Alaska Anchorage | West Hall | Building Distribution | 1410000 | 385352788.5 | 1410000 | 385352788.5 | Anchorage | 17-I
| University of Alaska Anchorage | West Hall | Building Piping - 2 Pipe or steam | 1209000 | 386561788.5 | 1209000 | 386561788.5 | Anchorage | 17-I
| University of Alaska Anchorage | West Hall | Carpet | 664719 | 387226507.5 | 664719 | 387226507.5 | Anchorage | 17-I
| University of Alaska Anchorage | West Hall | Caulking | 30000 | 387256507.5 | 30000 | 387256507.5 | Anchorage | 17-I
| University of Alaska Anchorage | West Hall | Chiller - Liebert Unit | 39000 | 387295507.5 | 39000 | 387295507.5 | Anchorage | 17-I
| University of Alaska Anchorage | West Hall | Circulating Pumps | 14000 | 387309507.5 | 14000 | 387309507.5 | Anchorage | 17-I
| University of Alaska Anchorage | West Hall | Controls | 65000 | 387374507.5 | 65000 | 387374507.5 | Anchorage | 17-I
| University of Alaska Anchorage | West Hall | Dampers | 16000 | 387390507.5 | 16000 | 387390507.5 | Anchorage | 17-I
| University of Alaska Anchorage | West Hall | Drainage Piping & Drains | 1007000 | 388397507.5 | 1007000 | 388397507.5 | Anchorage | 17-I
| University of Alaska Anchorage | West Hall | Drop Ceiling Replacement | 161000 | 388558507.5 | 161000 | 388558507.5 | Anchorage | 17-I
| University of Alaska Anchorage | West Hall | Elevators Cab Upgrade | 100000 | 388658507.5 | 100000 | 388658507.5 | Anchorage | 17-I
| University of Alaska Anchorage | West Hall | Elevators Mechanical Upgrade | 110000 | 388768507.5 | 110000 | 388768507.5 | Anchorage | 17-I
| University of Alaska Anchorage | West Hall | Exit Signage | 201000 | 388969507.5 | 201000 | 388969507.5 | Anchorage | 17-I
| University of Alaska Anchorage | West Hall | Expansion Tanks | 69000 | 389038507.5 | 69000 | 389038507.5 | Anchorage | 17-I
| University of Alaska Anchorage | West Hall | Exterior Doors | 125000 | 389163507.5 | 125000 | 389163507.5 | Anchorage | 17-I
| University of Alaska Anchorage | West Hall | Faucets & Sinks | 6000 | 389169507.5 | 6000 | 389169507.5 | Anchorage | 17-I
| University of Alaska Anchorage | West Hall | Fire Alarm Panel | 665000 | 389834507.5 | 665000 | 389834507.5 | Anchorage | 17-I
| University of Alaska Anchorage | West Hall | Fixed Ceiling Replacement | 967000 | 390801507.5 | 967000 | 390801507.5 | Anchorage | 17-I
| University of Alaska Anchorage | West Hall | Hot Water Heaters | 36000 | 390837507.5 | 36000 | 390837507.5 | Anchorage | 17-I
| University of Alaska Anchorage | West Hall | HW Converter/Heat Exchanger | 145000 | 390982507.5 | 145000 | 390982507.5 | Anchorage | 17-I
| University of Alaska Anchorage | West Hall | Indoor Lighting | 645000 | 391627507.5 | 645000 | 391627507.5 | Anchorage | 17-I
| University of Alaska Anchorage | West Hall | Interior Doors & Doorways | 2180000 | 393807507.5 | 2180000 | 393807507.5 | Anchorage | 17-I
| University of Alaska Anchorage | West Hall | Outlets and Switches | 411000 | 394218507.5 | 411000 | 394218507.5 | Anchorage | 17-I
| University of Alaska Anchorage | West Hall | Painting | 451000 | 394669507.5 | 451000 | 394669507.5 | Anchorage | 17-I
| University of Alaska Anchorage | West Hall | Pointing | 2100000 | 396769507.5 | 2100000 | 396769507.5 | Anchorage | 17-I
| University of Alaska Anchorage | West Hall | Replace Tritium Exit Signs, and add signage per regulatory requirements | 201000 | 396970507.5 | 201000 | 396970507.5 | Anchorage | 17-I
| University of Alaska Anchorage | West Hall | Return Fans - 10 to 25 HP | 312000 | 397282507.5 | 312000 | 397282507.5 | Anchorage | 17-I
| University of Alaska Anchorage | West Hall | Small Bath - 1 to 3 units with Shower | 4023000 | 401305507.5 | 4023000 | 401305507.5 | Anchorage | 17-I
| University of Alaska Anchorage | West Hall | Storage Tanks | 2000 | 401307507.5 | 2000 | 401307507.5 | Anchorage | 17-I
| University of Alaska Anchorage | West Hall | Tile | 77000 | 401384507.5 | 77000 | 401384507.5 | Anchorage | 17-I
| University of Alaska Anchorage | West Hall | VCT | 100000 | 401484507.5 | 100000 | 401484507.5 | Anchorage | 17-I
| University of Alaska Anchorage | West Hall | Windows - Large | 188000 | 401672507.5 | 188000 | 401672507.5 | Anchorage | 17-I
| University of Alaska Anchorage | West Hall | Windows - Small | 373000 | 402045507.5 | 373000 | 402045507.5 | Anchorage | 17-I
| University of Alaska Anchorage | North Hall | ADA | 20000 | 402065507.5 | 20000 | 402065507.5 | Anchorage | 17-I
| University of Alaska Anchorage | North Hall | Air Handlers | 2622000 | 404687507.5 | 2622000 | 404687507.5 | Anchorage | 17-I
| University of Alaska Anchorage | North Hall | Air House - Return Fan | 78000 | 404765507.5 | 78000 | 404765507.5 | Anchorage | 17-I
| University of Alaska Anchorage | North Hall | Building Boilers | 1934000 | 406699507.5 | 1934000 | 406699507.5 | Anchorage | 17-I
| University of Alaska Anchorage | North Hall | Building Distribution | 1410000 | 408109507.5 | 1410000 | 408109507.5 | Anchorage | 17-I
| University of Alaska Anchorage | North Hall | Building Piping - 2 Pipe or steam | 1209000 | 409318507.5 | 1209000 | 409318507.5 | Anchorage | 17-I
| University of Alaska Anchorage | North Hall | Carpet | 425000 | 409743507.5 | 425000 | 409743507.5 | Anchorage | 17-I
| University of Alaska Anchorage | North Hall | Caulking | 30000 | 409773507.5 | 30000 | 409773507.5 | Anchorage | 17-I
| University of Alaska Anchorage | North Hall | Chiller - Liebert Unit | 39000 | 409812507.5 | 39000 | 409812507.5 | Anchorage | 17-I
| University of Alaska Anchorage | North Hall | Circulating Pumps | 14000 | 409826507.5 | 14000 | 409826507.5 | Anchorage | 17-I
| University of Alaska Anchorage | North Hall | Controls | 65000 | 409891507.5 | 65000 | 409891507.5 | Anchorage | 17-I
| University of Alaska Anchorage | North Hall | Dampers | 16000 | 409907507.5 | 16000 | 409907507.5 | Anchorage | 17-I
| University of Alaska Anchorage | North Hall | Drainage Piping & Drains | 1007000 | 410914507.5 | 1007000 | 410914507.5 | Anchorage | 17-I
| University of Alaska Anchorage | North Hall | Drop Ceiling Replacement | 161000 | 411075507.5 | 161000 | 411075507.5 | Anchorage | 17-I
| University of Alaska Anchorage | North Hall | Elevators Cab Upgrade | 100000 | 411175507.5 | 100000 | 411175507.5 | Anchorage | 17-I
| University of Alaska Anchorage | North Hall | Elevators Mechanical Upgrade | 110000 | 411285507.5 | 110000 | 411285507.5 | Anchorage | 17-I
| University of Alaska Anchorage | North Hall | Exit Signage | 201000 | 411486507.5 | 201000 | 411486507.5 | Anchorage | 17-I
| University of Alaska Anchorage | North Hall | Expansion Tanks | 69000 | 411555507.5 | 69000 | 411555507.5 | Anchorage | 17-I
| University of Alaska Anchorage | North Hall | Exterior Doors | 125000 | 411680507.5 | 125000 | 411680507.5 | Anchorage | 17-I
| University of Alaska Anchorage | North Hall | Faucets & Sinks | 2000 | 411682507.5 | 2000 | 411682507.5 | Anchorage | 17-I
| University of Alaska Anchorage | North Hall | Fire Alarm Panel | 665000 | 412347507.5 | 665000 | 412347507.5 | Anchorage | 17-I
| University of Alaska Anchorage | North Hall | Fixed Ceiling Replacement | 967000 | 413314507.5 | 967000 | 413314507.5 | Anchorage | 17-I
| University of Alaska Anchorage | North Hall | Hot Water Heaters | 36000 | 413350507.5 | 36000 | 413350507.5 | Anchorage | 17-I
| University of Alaska Anchorage | North Hall | HW Converter/Heat Exchanger | 145000 | 413495507.5 | 145000 | 413495507.5 | Anchorage | 17-I
| University of Alaska Anchorage | North Hall | Indoor Lighting | 645000 | 414140507.5 | 645000 | 414140507.5 | Anchorage | 17-I
| University of Alaska Anchorage | North Hall | Interior Doors & Doorways | 2180000 | 416320507.5 | 2180000 | 416320507.5 | Anchorage | 17-I
| University of Alaska Anchorage | North Hall | Outlets and Switches | 411000 | 416731507.5 | 411000 | 416731507.5 | Anchorage | 17-I
| University of Alaska Anchorage | North Hall | Painting | 339000 | 417070507.5 | 339000 | 417070507.5 | Anchorage | 17-I
| University of Alaska Anchorage | North Hall | Pointing | 2100000 | 419170507.5 | 2100000 | 419170507.5 | Anchorage | 17-I
| University of Alaska Anchorage | North Hall | Replace Tritium Exit Signs, and add signage per regulatory requirements | 201000 | 419371507.5 | 201000 | 419371507.5 | Anchorage | 17-I
| University of Alaska Anchorage | North Hall | Return Fans - 10 to 25 HP | 312000 | 419683507.5 | 312000 | 419683507.5 | Anchorage | 17-I
| University of Alaska Anchorage | North Hall | Small Bath - 1 to 3 units with Shower | 4023000 | 423706507.5 | 4023000 | 423706507.5 | Anchorage | 17-I
| University of Alaska Anchorage | North Hall | Storage Tanks | 2000 | 423708507.5 | 2000 | 423708507.5 | Anchorage | 17-I
| University of Alaska Anchorage | North Hall | Tile | 77000 | 423785507.5 | 77000 | 423785507.5 | Anchorage | 17-I
| University of Alaska Anchorage | North Hall | VCT | 100000 | 423885507.5 | 100000 | 423885507.5 | Anchorage | 17-I
| University of Alaska Anchorage | North Hall | Windows - Large | 188000 | 424073507.5 | 188000 | 424073507.5 | Anchorage | 17-I
| University of Alaska Anchorage | North Hall | Windows - Small | 373000 | 424446507.5 | 373000 | 424446507.5 | Anchorage | 17-I
| University of Alaska Anchorage | Grounds Main Office Building | Building Wiring | 5000 | 424451507.5 | 5000 | 424451507.5 | Anchorage | 17-I
| University of Alaska Anchorage | Grounds Main Office Building | Circuit Breaker Panels | 1000 | 424452507.5 | 1000 | 424452507.5 | Anchorage | 17-I
| University of Alaska Anchorage | Grounds Main Office Building | Exterior Doors | 31000 | 424483507.5 | 31000 | 424483507.5 | Anchorage | 17-I
| University of Alaska Anchorage | Grounds Main Office Building | Fixed Ceiling Replacement | 5000 | 424488507.5 | 5000 | 424488507.5 | Anchorage | 17-I
| University of Alaska Anchorage | Grounds Main Office Building | Indoor Lighting | 3000 | 424491507.5 | 3000 | 424491507.5 | Anchorage | 17-I
| University of Alaska Anchorage | Grounds Main Office Building | Outlets and Switches | 1000 | 424492507.5 | 1000 | 424492507.5 | Anchorage | 17-I
| University of Alaska Anchorage | Grounds Main Office Building | Painting | 5000 | 424497507.5 | 5000 | 424497507.5 | Anchorage | 17-I
| University of Alaska Anchorage | Grounds Main Office Building | Vinyl | 1000 | 424498507.5 | 1000 | 424498507.5 | Anchorage | 17-I
| University of Alaska Anchorage | Grounds Main Office Building | Windows - Small | 6000 | 424504507.5 | 6000 | 424504507.5 | Anchorage | 17-I
| University of Alaska Anchorage | Grounds Staff Building | Building Wiring | 10000 | 424514507.5 | 10000 | 424514507.5 | Anchorage | 17-I
| University of Alaska Anchorage | Grounds Staff Building | Circuit Breaker Panels | 2000 | 424516507.5 | 2000 | 424516507.5 | Anchorage | 17-I
| University of Alaska Anchorage | Grounds Staff Building | Exterior Doors | 31000 | 424547507.5 | 31000 | 424547507.5 | Anchorage | 17-I
| University of Alaska Anchorage | Grounds Staff Building | Fixed Ceiling Replacement | 10000 | 424557507.5 | 10000 | 424557507.5 | Anchorage | 17-I
| University of Alaska Anchorage | Grounds Staff Building | Indoor Lighting | 6000 | 424563507.5 | 6000 | 424563507.5 | Anchorage | 17-I
| University of Alaska Anchorage | Grounds Staff Building | Outlets and Switches | 1000 | 424564507.5 | 1000 | 424564507.5 | Anchorage | 17-I
| University of Alaska Anchorage | Grounds Staff Building | Painting | 10000 | 424574507.5 | 10000 | 424574507.5 | Anchorage | 17-I
| University of Alaska Anchorage | Grounds Staff Building | VCT | 4000 | 424578507.5 | 4000 | 424578507.5 | Anchorage | 17-I
| University of Alaska Anchorage | Grounds Staff Building | Windows - Small | 2000 | 424580507.5 | 2000 | 424580507.5 | Anchorage | 17-I
| University of Alaska Anchorage | Grounds Equipment Shop | Building Wiring | 4000 | 424584507.5 | 4000 | 424584507.5 | Anchorage | 17-I
| University of Alaska Anchorage | Grounds Equipment Shop | Circuit Breaker Panels | 1000 | 424585507.5 | 1000 | 424585507.5 | Anchorage | 17-I
| University of Alaska Anchorage | Grounds Equipment Shop | Exterior Doors | 16000 | 424601507.5 | 16000 | 424601507.5 | Anchorage | 17-I
| University of Alaska Anchorage | Grounds Equipment Shop | Indoor Lighting | 2000 | 424603507.5 | 2000 | 424603507.5 | Anchorage | 17-I
| University of Alaska Anchorage | Grounds Equipment Shop | Outlets and Switches | 1000 | 424604507.5 | 1000 | 424604507.5 | Anchorage | 17-I
| University of Alaska Anchorage | Grounds Equipment Shop | Painting | 2000 | 424606507.5 | 2000 | 424606507.5 | Anchorage | 17-I
| University of Alaska Anchorage | Grounds Irrigation Equipment Shop | Building Wiring | 4000 | 424610507.5 | 4000 | 424610507.5 | Anchorage | 17-I
| University of Alaska Anchorage | Grounds Irrigation Equipment Shop | Circuit Breaker Panels | 1000 | 424611507.5 | 1000 | 424611507.5 | Anchorage | 17-I
| University of Alaska Anchorage | Grounds Irrigation Equipment Shop | Exterior Doors | 16000 | 424627507.5 | 16000 | 424627507.5 | Anchorage | 17-I
| University of Alaska Anchorage | Grounds Irrigation Equipment Shop | Indoor Lighting | 2000 | 424629507.5 | 2000 | 424629507.5 | Anchorage | 17-I
| University of Alaska Anchorage | Grounds Irrigation Equipment Shop | Outlets and Switches | 1000 | 424630507.5 | 1000 | 424630507.5 | Anchorage | 17-I
| University of Alaska Anchorage | Grounds Irrigation Equipment Shop | Shingle | 4000 | 424634507.5 | 4000 | 424634507.5 | Anchorage | 17-I
| University of Alaska Anchorage | Custodial Storage Shed | Exterior Doors | 16000 | 424650507.5 | 16000 | 424650507.5 | Anchorage | 17-I
| University of Alaska Anchorage | Custodial Storage Shed | Painting | 4000 | 424654507.5 | 4000 | 424654507.5 | Anchorage | 17-I
| University of Alaska Anchorage | Custodial Storage Shed | Windows - Small | 2000 | 424656507.5 | 2000 | 424656507.5 | Anchorage | 17-I
| University of Alaska Anchorage | Central Parking Garage | ADA | 5000 | 424661507.5 | 5000 | 424661507.5 | Anchorage | 17-I
| University of Alaska Anchorage | Central Parking Garage | Air Handlers | 3080000 | 427741507.5 | 3080000 | 427741507.5 | Anchorage | 17-I
| University of Alaska Anchorage | Central Parking Garage | Building Boilers | 207000 | 427948507.5 | 207000 | 427948507.5 | Anchorage | 17-I
| University of Alaska Anchorage | Central Parking Garage | Carpet | 207000 | 428155507.5 | 207000 | 428155507.5 | Anchorage | 17-I
| University of Alaska Anchorage | Central Parking Garage | Caulking | 30000 | 428185507.5 | 30000 | 428185507.5 | Anchorage | 17-I
| University of Alaska Anchorage | Central Parking Garage | Drop Ceiling Replacement | 172000 | 428357507.5 | 172000 | 428357507.5 | Anchorage | 17-I
| University of Alaska Anchorage | Central Parking Garage | Exit Signage | 43000 | 428400507.5 | 43000 | 428400507.5 | Anchorage | 17-I
| University of Alaska Anchorage | Central Parking Garage | Expansion Tanks | 23000 | 428423507.5 | 23000 | 428423507.5 | Anchorage | 17-I
| University of Alaska Anchorage | Central Parking Garage | Exterior Doors | 63000 | 428486507.5 | 63000 | 428486507.5 | Anchorage | 17-I
| University of Alaska Anchorage | Central Parking Garage | Indoor Lighting | 138000 | 428624507.5 | 138000 | 428624507.5 | Anchorage | 17-I
| University of Alaska Anchorage | Central Parking Garage | Outlets and Switches | 25000 | 428649507.5 | 25000 | 428649507.5 | Anchorage | 17-I
| University of Alaska Anchorage | Central Parking Garage | Painting | 48000 | 428697507.5 | 48000 | 428697507.5 | Anchorage | 17-I
| University of Alaska Anchorage | Central Parking Garage | Siding | 16000 | 428713507.5 | 16000 | 428713507.5 | Anchorage | 17-I
| University of Alaska Anchorage | Central Parking Garage | Switches | 625000 | 429338507.5 | 625000 | 429338507.5 | Anchorage | 17-I
| University of Alaska Anchorage | Ecosystem-Biomedical Laboratory | ADA | 5000 | 429343507.5 | 5000 | 429343507.5 | Anchorage | 17-I
| University of Alaska Anchorage | Ecosystem-Biomedical Laboratory | Air Handlers | 331000 | 429674507.5 | 331000 | 429674507.5 | Anchorage | 17-I
| University of Alaska Anchorage | Ecosystem-Biomedical Laboratory | Air House - Return Fan | 78000 | 429752507.5 | 78000 | 429752507.5 | Anchorage | 17-I
| University of Alaska Anchorage | Ecosystem-Biomedical Laboratory | Building Boilers | 488000 | 430240507.5 | 488000 | 430240507.5 | Anchorage | 17-I
| University of Alaska Anchorage | Ecosystem-Biomedical Laboratory | Building Distribution | 266400 | 430506907.5 | 266400 | 430506907.5 | Anchorage | 17-I
| University of Alaska Anchorage | Ecosystem-Biomedical Laboratory | Building Piping - 2 Pipe or steam | 306000 | 430812907.5 | 306000 | 430812907.5 | Anchorage | 17-I
| University of Alaska Anchorage | Ecosystem-Biomedical Laboratory | Carpet | 48996 | 430861903.5 | 48996 | 430861903.5 | Anchorage | 17-I
| University of Alaska Anchorage | Ecosystem-Biomedical Laboratory | Chiller - Liebert Unit | 39000 | 430900903.5 | 39000 | 430900903.5 | Anchorage | 17-I
| University of Alaska Anchorage | Ecosystem-Biomedical Laboratory | Compressors | 32000 | 430932903.5 | 32000 | 430932903.5 | Anchorage | 17-I
| University of Alaska Anchorage | Ecosystem-Biomedical Laboratory | Drainage Piping & Drains | 255000 | 431187903.5 | 255000 | 431187903.5 | Anchorage | 17-I
| University of Alaska Anchorage | Ecosystem-Biomedical Laboratory | Drop Ceiling Replacement | 163000 | 431350903.5 | 163000 | 431350903.5 | Anchorage | 17-I
| University of Alaska Anchorage | Ecosystem-Biomedical Laboratory | Exhaust Fans - <1 HP | 12000 | 431362903.5 | 12000 | 431362903.5 | Anchorage | 17-I
| University of Alaska Anchorage | Ecosystem-Biomedical Laboratory | Exit Signage | 51000 | 431413903.5 | 51000 | 431413903.5 | Anchorage | 17-I
| University of Alaska Anchorage | Ecosystem-Biomedical Laboratory | Faucets & Sinks | 13000 | 431426903.5 | 13000 | 431426903.5 | Anchorage | 17-I
| University of Alaska Anchorage | Ecosystem-Biomedical Laboratory | Fire Alarm Panel | 399000 | 431825903.5 | 399000 | 431825903.5 | Anchorage | 17-I
| University of Alaska Anchorage | Ecosystem-Biomedical Laboratory | Fixed Ceiling Replacement | 61000 | 431886903.5 | 61000 | 431886903.5 | Anchorage | 17-I
| University of Alaska Anchorage | Ecosystem-Biomedical Laboratory | HW Converter/Heat Exchanger | 37000 | 431923903.5 | 37000 | 431923903.5 | Anchorage | 17-I
| University of Alaska Anchorage | Ecosystem-Biomedical Laboratory | Indoor Lighting | 163000 | 432086903.5 | 163000 | 432086903.5 | Anchorage | 17-I
| University of Alaska Anchorage | Ecosystem-Biomedical Laboratory | Interior Doors & Doorways | 250000 | 432336903.5 | 250000 | 432336903.5 | Anchorage | 17-I
| University of Alaska Anchorage | Ecosystem-Biomedical Laboratory | Lab Use (Eye Wash/ Showers) | 27000 | 432363903.5 | 27000 | 432363903.5 | Anchorage | 17-I
| University of Alaska Anchorage | Ecosystem-Biomedical Laboratory | Outlets and Switches | 51000 | 432414903.5 | 51000 | 432414903.5 | Anchorage | 17-I
| University of Alaska Anchorage | Ecosystem-Biomedical Laboratory | Small Bath - 1 to 3 units no Shower | 44000 | 432458903.5 | 44000 | 432458903.5 | Anchorage | 17-I
| University of Alaska Anchorage | Ecosystem-Biomedical Laboratory | Storage Tanks | 4000 | 432462903.5 | 4000 | 432462903.5 | Anchorage | 17-I
| University of Alaska Anchorage | Ecosystem-Biomedical Laboratory | Variable Frequency Drives | 78000 | 432540903.5 | 78000 | 432540903.5 | Anchorage | 17-I
| University of Alaska Anchorage | Ecosystem-Biomedical Laboratory | VCT | 38000 | 432578903.5 | 38000 | 432578903.5 | Anchorage | 17-I
| University of Alaska Anchorage | ANSEP Building | ADA | 5000 | 432583903.5 | 5000 | 432583903.5 | Anchorage | 17-I
| University of Alaska Anchorage | ANSEP Building | Building Distribution | 279000 | 432862903.5 | 279000 | 432862903.5 | Anchorage | 17-I
| University of Alaska Anchorage | ANSEP Building | Carpet | 153000 | 433015903.5 | 153000 | 433015903.5 | Anchorage | 17-I
| University of Alaska Anchorage | ANSEP Building | Caulking | 11000 | 433026903.5 | 11000 | 433026903.5 | Anchorage | 17-I
| University of Alaska Anchorage | ANSEP Building | Circulating Pumps | 12000 | 433038903.5 | 12000 | 433038903.5 | Anchorage | 17-I
| University of Alaska Anchorage | ANSEP Building | Drainage Piping & Drains | 199000 | 433237903.5 | 199000 | 433237903.5 | Anchorage | 17-I
| University of Alaska Anchorage | ANSEP Building | Exhaust Fans - <1 HP | 2000 | 433239903.5 | 2000 | 433239903.5 | Anchorage | 17-I
| University of Alaska Anchorage | ANSEP Building | Exit Signage | 40000 | 433279903.5 | 40000 | 433279903.5 | Anchorage | 17-I
| University of Alaska Anchorage | ANSEP Building | Faucets & Sinks | 2000 | 433281903.5 | 2000 | 433281903.5 | Anchorage | 17-I
| University of Alaska Anchorage | ANSEP Building | Fire Alarm Panel | 266000 | 433547903.5 | 266000 | 433547903.5 | Anchorage | 17-I
| University of Alaska Anchorage | ANSEP Building | Indoor Lighting | 127000 | 433674903.5 | 127000 | 433674903.5 | Anchorage | 17-I
| University of Alaska Anchorage | ANSEP Building | Occupancy Sensors for Lighting | 5000 | 433679903.5 | 5000 | 433679903.5 | Anchorage | 17-I
| University of Alaska Anchorage | ANSEP Building | Outlets and Switches | 51000 | 433730903.5 | 51000 | 433730903.5 | Anchorage | 17-I
| University of Alaska Anchorage | ANSEP Building | Painting | 89000 | 433819903.5 | 89000 | 433819903.5 | Anchorage | 17-I
| University of Alaska Anchorage | ANSEP Building | Small Bath - 1 to 3 units no Shower | 88000 | 433907903.5 | 88000 | 433907903.5 | Anchorage | 17-I
| University of Alaska Anchorage | ANSEP Building | Storage Tanks | 2000 | 433909903.5 | 2000 | 433909903.5 | Anchorage | 17-I
| University of Alaska Anchorage | ANSEP Building | Tile | 15000 | 433924903.5 | 15000 | 433924903.5 | Anchorage | 17-I
| University of Alaska Anchorage | ANSEP Building | Variable Frequency Drives | 26000 | 433950903.5 | 26000 | 433950903.5 | Anchorage | 17-I
| University of Alaska Anchorage | ANSEP Building | Vinyl | 5000 | 433955903.5 | 5000 | 433955903.5 | Anchorage | 17-I
| University of Alaska Anchorage | Conoco Phillips Integrated Sciences Building | Building Boilers | 5862000 | 439817903.5 | 5862000 | 439817903.5 | Anchorage | 17-I
| University of Alaska Anchorage | Conoco Phillips Integrated Sciences Building | Building Distribution | 2850000 | 442667903.5 | 2850000 | 442667903.5 | Anchorage | 17-I
| University of Alaska Anchorage | Conoco Phillips Integrated Sciences Building | Carpet | 391000 | 443058903.5 | 391000 | 443058903.5 | Anchorage | 17-I
| University of Alaska Anchorage | Conoco Phillips Integrated Sciences Building | Chiller - Package Unit | 4000 | 443062903.5 | 4000 | 443062903.5 | Anchorage | 17-I
| University of Alaska Anchorage | Conoco Phillips Integrated Sciences Building | Circulating Pumps | 56000 | 443118903.5 | 56000 | 443118903.5 | Anchorage | 17-I
| University of Alaska Anchorage | Conoco Phillips Integrated Sciences Building | Exhaust Fans - <1 HP | 44000 | 443162903.5 | 44000 | 443162903.5 | Anchorage | 17-I
| University of Alaska Anchorage | Conoco Phillips Integrated Sciences Building | Fire Alarm Panel | 1729000 | 444891903.5 | 1729000 | 444891903.5 | Anchorage | 17-I
| University of Alaska Anchorage | Conoco Phillips Integrated Sciences Building | Indoor Lighting | 1303000 | 446194903.5 | 1303000 | 446194903.5 | Anchorage | 17-I
| University of Alaska Anchorage | Conoco Phillips Integrated Sciences Building | Lab Use (Eye Wash/ Showers) | 65339 | 446260242.5 | 65339 | 446260242.5 | Anchorage | 17-I
| University of Alaska Anchorage | Conoco Phillips Integrated Sciences Building | Outlets and Switches | 234000 | 446494242.5 | 234000 | 446494242.5 | Anchorage | 17-I
| University of Alaska Anchorage | Conoco Phillips Integrated Sciences Building | Switches | 576980 | 447071222.5 | 576980 | 447071222.5 | Anchorage | 17-I
| University of Alaska Anchorage | Conoco Phillips Integrated Sciences Building | Variable Frequency Drives | 481000 | 447552222.5 | 481000 | 447552222.5 | Anchorage | 17-I
| University of Alaska Anchorage | East Parking Garage | Caulking | 3000 | 447555222.5 | 3000 | 447555222.5 | Anchorage | 17-I
| University of Alaska Anchorage | East Parking Garage | Controls | 157000 | 447712222.5 | 157000 | 447712222.5 | Anchorage | 17-I
| University of Alaska Anchorage | East Parking Garage | Emergency/ Backup Generation | 114000 | 447826222.5 | 114000 | 447826222.5 | Anchorage | 17-I
| University of Alaska Anchorage | East Parking Garage | Exhaust Fans - <1 HP | 2000 | 447828222.5 | 2000 | 447828222.5 | Anchorage | 17-I
| University of Alaska Anchorage | East Parking Garage | Fire Alarm Panel | 133000 | 447961222.5 | 133000 | 447961222.5 | Anchorage | 17-I
| University of Alaska Anchorage | East Parking Garage | Indoor Lighting | 1420428 | 449381650.5 | 1420428 | 449381650.5 | Anchorage | 17-I
| University of Alaska Anchorage | East Parking Garage | Outlets and Switches | 12000 | 449393650.5 | 12000 | 449393650.5 | Anchorage | 17-I
| University of Alaska Anchorage | Health Sciences Building | Carpet | 491000 | 449884650.5 | 491000 | 449884650.5 | Anchorage | 17-I
| University of Alaska Anchorage | Health Sciences Building | Fire Alarm Panel | 665000 | 450549650.5 | 665000 | 450549650.5 | Anchorage | 17-I
| University of Alaska Anchorage | Health Sciences Building | Hot Water Heaters | 36000 | 450585650.5 | 36000 | 450585650.5 | Anchorage | 17-I
| University of Alaska Anchorage | Health Sciences Building | Indoor Lighting | 655000 | 451240650.5 | 655000 | 451240650.5 | Anchorage | 17-I
| University of Alaska Anchorage | Health Sciences Building | Outlets and Switches | 245000 | 451485650.5 | 245000 | 451485650.5 | Anchorage | 17-I
| University of Alaska Anchorage | Health Sciences Building | Pointing | 1785000 | 453270650.5 | 1785000 | 453270650.5 | Anchorage | 17-I
| University of Alaska Anchorage | Health Sciences Building | Variable Frequency Drives | 156000 | 453426650.5 | 156000 | 453426650.5 | Anchorage | 17-I
| University of Alaska Anchorage | Alaska Airlines Center | Fire Alarm Panel | 1862000 | 455288650.5 | 1862000 | 455288650.5 | Anchorage | 17-I
| University of Alaska Anchorage | Alaska Airlines Center | Outlets and Switches | 264000 | 455552650.5 | 264000 | 455552650.5 | Anchorage | 17-I
| University of Alaska Anchorage | Alaska Airlines Center | Painting | 1372000 | 456924650.5 | 1372000 | 456924650.5 | Anchorage | 17-I
| University of Alaska Anchorage | Alaska Airlines Center | Variable Frequency Drives | 416000 | 457340650.5 | 416000 | 457340650.5 | Anchorage | 17-I
| University of Alaska Anchorage | ANSEP Academy Building | Building Boilers | 24000 | 457364650.5 | 24000 | 457364650.5 | Anchorage | 17-I
| University of Alaska Anchorage | ANSEP Academy Building | Faucets & Sinks | 2000 | 457366650.5 | 2000 | 457366650.5 | Anchorage | 17-I
| University of Alaska Anchorage | ANSEP Academy Building | Fire Alarm Panel | 133000 | 457499650.5 | 133000 | 457499650.5 | Anchorage | 17-I
| University of Alaska Anchorage | ANSEP Academy Building | Outlets and Switches | 12000 | 457511650.5 | 12000 | 457511650.5 | Anchorage | 17-I
| University of Alaska Anchorage | Engineering and Industry Building | Fire Alarm Panel | 1064000 | 458575650.5 | 1064000 | 458575650.5 | Anchorage | 17-I
| University of Alaska Anchorage | Engineering and Industry Building | Lab Use (Eye Wash/ Showers) | 6000 | 458581650.5 | 6000 | 458581650.5 | Anchorage | 17-I
| University of Alaska Anchorage | Parrish Bridge | Outlets and Switches | 1000 | 458582650.5 | 1000 | 458582650.5 | Anchorage | 17-I
| University of Alaska Anchorage | Wells Fargo Ice Plant | CO Detectors | 10000 | 458592650.5 | 10000 | 458592650.5 | Anchorage | 17-I
| University of Alaska Anchorage | Infrastructure | Drainage/ Storm Water | 1400000 | 459992650.5 | 1400000 | 459992650.5 | Anchorage | 17-I
| University of Alaska Anchorage | Infrastructure | Outdoor Signage | 700000 | 460692650.5 | 700000 | 460692650.5 | Anchorage | 17-I
| University of Alaska Anchorage | Infrastructure | Roads | 3097073 | 463789723.5 | 3097073 | 463789723.5 | Anchorage | 17-I
| University of Alaska Anchorage | Infrastructure | Specialties | 1700000 | 465489723.5 | 1700000 | 465489723.5 | Anchorage | 17-I

## UAA Community Campus
University of Alaska
Updated 10/25/2018 |  |  |  | (Formatted to Thousands)
|  |  |  | Project Cost ($00.0) | Running Total ($00.0) | GF Cost ($00.0) | GF Running Total ($00.0)
Dept. | [7 empty] | Location (City) | House District
Priority | Allocation | Project Title | Project Description
1 | University of Alaska Anchorage | Prince William Sound College Student Housing Reroof (2 Units) | The three student housing units were originally constructed in 1966 and completely renewed between 2008-2010. Roofing was not completed on two of three student housing units and these facilities are showing damage from ice damming and resultant leakage. The third building roof was replaced, has a different orientation, and is not showing signs of damage or leakage. In 2014, a professional assessment was complete offering a number of options to rectify the problem. Most of the problem is attributed to the low slope (2:12), lack of correct ventilation, and lack of adequate insulation in the existing building roofs. The most appropriate and permanent solution, but most costly, is to build a 6:12 roof truss system over top of the existing roof and add insulation or potentially replace the roof from the wall top plate up, to include new trusses, decking, insulation and metal roofing appropriate for the heavy snow loads and long winters of Valdez. The third housing unit that was reroofed will likely need similar treatment to increase its roof pitch at the end of its useful life in 2030 unless it shows signs of damage earlier. | 196000 | 196000 | 196000 | 196000 | Valdez | 9-E
2 | University of Alaska Anchorage | Prince William Sound College Campus Renewal | The Growden-Harrison building was originally build shortly after the 1964 earthquake as an elementary school and was added onto in a piecemeal fashion in the following years. This has resulted in aging mechanical, electrical, HVAC systems that are currently undersized for the facility and have included the use of asbestos containing materials. The piecemeal additions have resulted in draining and weathering problems that adversely impact the building envelope. | 181700 | 377700 | 181700 | 377700 | Valdez | 9-E
3 | University of Alaska Anchorage | Kodiak College Campus Renewal | The buildings on the Kodiak Campus were constructed in the early to mid-1970's. The original windows suffer from worn seals that cause air infiltration. The mechanical and electrical systems are in need of renewal to meet the increased student demand and increased use of new technology. Roofing repairs are required, specifically for the campus center. Parking lot lighting repair and upgrades are required. Improvements to layout and design will increase space efficiency and allow for replacement of worn and outdated fixed equipment. | 611700 | 989400 | 611700 | 989400 | Kodiak | 32-P
4 | University of Alaska Anchorage | Matanuska-Susitna College Campus Renewal | This project will address campus-wide deferred maintenance issues and renewal and renovation requirements for the Mat-Su campus. The buildings on the Mat-Su campus are 15-40 years old and their roofs need to be replaced. With several of MSC's buildings reaching 35-40 years of age, it is prudent to plan for the replacement of building components during the next few years. Boiler systems in this region are an essential component. The boilers range in age from 1979 to 1994, and upgrades (with the oldest first) would allow for greater cost savings through energy efficiency as 80% efficiency boilers would be replaced with 95% efficiency boilers. The original doors and hardware are still in use across the campus with some units being over 40 years old and heavily used. As these units wear, energy leaks are created within the buildings, which increases the cost of operation, and wear on other systems, resulting in an unbalanced environment within the buildings. Additionally, the failure of the hardware increases safety and security risks for the university that can result in substantial liability. Technology advancements increase the energy efficiency and security of these units, which will reduce expenses for the university. | 943600 | 1933000 | 943600 | 1933000 | Palmer | 11-F
5 | University of Alaska Anchorage | Kenai Peninsula College Campus Renewal | The Kenai River Campus includes four buildings built between 1971 and 1983. Each building is of different quality having been constructed using different construction methods, materials, and energy efficiencies. With the exception of some painting and the Ward building renewal in 2005, the exteriors of these buildings have not been upgraded since they were built. • A number of roofs are at or have exceeded their life cycle at the Kenai River Campus. Some roofs contain asbestos products, which will require some abatement prior to replacement. • The original methods of construction included single pane windows, door glass, and aluminum store fronts that do not block the cold and increase utility costs and extreme campus-user discomfort during the extreme winters. • Many of the entrances are not covered and allow the buildup of ice and snow at the critical slip/trip points. • The air handling equipment and associated ductwork in these buildings cannot supply the quantities of air required by current mechanical standards. The university needs to replace the heat plant and air handling equipment for these facilities prior to a catastrophic failure results in and emergency replacement. | 958000 | 2891000 | 958000 | 2891000 | Soldotna | 30-O
6 | University of Alaska Anchorage | Prince William Sound College Multipurpose Training Room Reconfiguration | This project is a renewal project to repurpose the space for increased flexibility. The project also replaces equipment that is no longer in service. | 150000 | 3041000 | 150000 | 3041000 | Valdez | 9-E
7 | University of Alaska Anchorage | Kenai Peninsula - Kachemak Bay Campus Renewal | A significant portion of the Pioneer Hall campus building was originally built in 1988 as a post office. The roof, mechanical, and electrical systems are original and are in need of updating. | 59000 | 3100000 | 59000 | 3100000 | Homer | 31-P
| University of Alaska Anchorage | Pioneer Hall | Re-paint building exterior | 35000 | 3135000 | 35000 | 3135000 | Homer | 31-P
| University of Alaska Anchorage | Pioneer Hall | Replace Electric Baseboard Radiation | 65000 | 3200000 | 65000 | 3200000 | Homer | 31-P
| University of Alaska Anchorage | Pioneer Hall | Replace exit signage | 45000 | 3245000 | 45000 | 3245000 | Homer | 31-P
| University of Alaska Anchorage | Pioneer Hall | Replace interior drinking fountains | 7000 | 3252000 | 7000 | 3252000 | Homer | 31-P
| University of Alaska Anchorage | Pioneer Hall | Replace occupancy sensors for lighting | 4000 | 3256000 | 4000 | 3256000 | Homer | 31-P
| University of Alaska Anchorage | Pioneer Hall | Small bathroom renovation (1 to 3 units, no shower) | 68000 | 3324000 | 68000 | 3324000 | Homer | 31-P
| University of Alaska Anchorage | Pioneer Hall | Update exterior siding | 15000 | 3339000 | 15000 | 3339000 | Homer | 31-P
| University of Alaska Anchorage | Pioneer Hall | Update indoor lighting | 150000 | 3489000 | 150000 | 3489000 | Homer | 31-P
| University of Alaska Anchorage | Bayview Hall | Repaint interior walls | 34000 | 3523000 | 34000 | 3523000 | Homer | 31-P
| University of Alaska Anchorage | Bayview Hall | Replace interior drinking fountains | 4000 | 3527000 | 4000 | 3527000 | Homer | 31-P
| University of Alaska Anchorage | Bayview Hall | Replace occupancy sensors for lighting | 2000 | 3529000 | 2000 | 3529000 | Homer | 31-P
| University of Alaska Anchorage | Bayview Hall | Update exterior siding | 4000 | 3533000 | 4000 | 3533000 | Homer | 31-P
| University of Alaska Anchorage | Bayview Hall | Update indoor lighting | 63000 | 3596000 | 63000 | 3596000 | Homer | 31-P
| University of Alaska Anchorage | Bayview Hall | Upgrade security systems | 25000 | 3621000 | 25000 | 3621000 | Homer | 31-P
| University of Alaska Anchorage | Mclane, Enid S Building | Ductwork Cleaning | 13000 | 3634000 | 13000 | 3634000 | Soldotna | 30-O
| University of Alaska Anchorage | Mclane, Enid S Building | Partial building renovation | 309000 | 3943000 | 309000 | 3943000 | Soldotna | 30-O
| University of Alaska Anchorage | Mclane, Enid S Building | Replace carpeting | 60000 | 4003000 | 60000 | 4003000 | Soldotna | 30-O
| University of Alaska Anchorage | Mclane, Enid S Building | Replace drop ceiling grid and panels | 165000 | 4168000 | 165000 | 4168000 | Soldotna | 30-O
| University of Alaska Anchorage | Mclane, Enid S Building | Replace ductwork/return air | 161000 | 4329000 | 161000 | 4329000 | Soldotna | 30-O
| University of Alaska Anchorage | Mclane, Enid S Building | Replace exit signage | 42000 | 4371000 | 42000 | 4371000 | Soldotna | 30-O
| University of Alaska Anchorage | Mclane, Enid S Building | Replace exterior doors | 27000 | 4398000 | 27000 | 4398000 | Soldotna | 30-O
| University of Alaska Anchorage | Mclane, Enid S Building | Replace faucets and sinks throughout building | 14000 | 4412000 | 14000 | 4412000 | Soldotna | 30-O
| University of Alaska Anchorage | Mclane, Enid S Building | Replace interior drinking fountains | 4000 | 4416000 | 4000 | 4416000 | Soldotna | 30-O
| University of Alaska Anchorage | Mclane, Enid S Building | Replace occupancy sensors for lighting | 4000 | 4420000 | 4000 | 4420000 | Soldotna | 30-O
| University of Alaska Anchorage | Mclane, Enid S Building | Replace Vinyl | 15000 | 4435000 | 15000 | 4435000 | Soldotna | 30-O
| University of Alaska Anchorage | Mclane, Enid S Building | Replace waste drainage piping & drains | 40000 | 4475000 | 40000 | 4475000 | Soldotna | 30-O
| University of Alaska Anchorage | Mclane, Enid S Building | Update and replace fixed ceilings | 52000 | 4527000 | 52000 | 4527000 | Soldotna | 30-O
| University of Alaska Anchorage | Mclane, Enid S Building | Upgrade security systems | 25000 | 4552000 | 25000 | 4552000 | Soldotna | 30-O
| University of Alaska Anchorage | Goodrich, Clarence Building | Replace carpeting | 82000 | 4634000 | 82000 | 4634000 | Soldotna | 30-O
| University of Alaska Anchorage | Goodrich, Clarence Building | Replace drop ceiling grid and panels | 88000 | 4722000 | 88000 | 4722000 | Soldotna | 30-O
| University of Alaska Anchorage | Goodrich, Clarence Building | Replace drop ceiling panels | 53000 | 4775000 | 53000 | 4775000 | Soldotna | 30-O
| University of Alaska Anchorage | Goodrich, Clarence Building | Replace exterior doors | 27000 | 4802000 | 27000 | 4802000 | Soldotna | 30-O
| University of Alaska Anchorage | Goodrich, Clarence Building | Replace faucets and sinks throughout building | 9000 | 4811000 | 9000 | 4811000 | Soldotna | 30-O
| University of Alaska Anchorage | Goodrich, Clarence Building | Replace occupancy sensors for lighting | 3000 | 4814000 | 3000 | 4814000 | Soldotna | 30-O
| University of Alaska Anchorage | Goodrich, Clarence Building | Small bathroom renovation (1 to 3 units, no shower) including asbestos abatement | 44000 | 4858000 | 44000 | 4858000 | Soldotna | 30-O
| University of Alaska Anchorage | Goodrich, Clarence Building | Update and replace fixed ceilings | 20000 | 4878000 | 20000 | 4878000 | Soldotna | 30-O
| University of Alaska Anchorage | Goodrich, Clarence Building | Upgrade security systems | 43000 | 4921000 | 43000 | 4921000 | Soldotna | 30-O
| University of Alaska Anchorage | Brockel, Clayton R Building | Medium bathroom renovation (4 to 5 units, no shower) | 313000 | 5234000 | 313000 | 5234000 | Soldotna | 30-O
| University of Alaska Anchorage | Brockel, Clayton R Building | Replace Air Handlers | 60000 | 5294000 | 60000 | 5294000 | Soldotna | 30-O
| University of Alaska Anchorage | Brockel, Clayton R Building | Replace Building Boilers | 255000 | 5549000 | 255000 | 5549000 | Soldotna | 30-O
| University of Alaska Anchorage | Brockel, Clayton R Building | Replace building wiring | 239000 | 5788000 | 239000 | 5788000 | Soldotna | 30-O
| University of Alaska Anchorage | Brockel, Clayton R Building | Replace DHW Circulating Pumps | 2000 | 5790000 | 2000 | 5790000 | Soldotna | 30-O
| University of Alaska Anchorage | Brockel, Clayton R Building | Replace DHW Storage | 16000 | 5806000 | 16000 | 5806000 | Soldotna | 30-O
| University of Alaska Anchorage | Brockel, Clayton R Building | Replace drop ceiling grid and panels | 100000 | 5906000 | 100000 | 5906000 | Soldotna | 30-O
| University of Alaska Anchorage | Brockel, Clayton R Building | Replace exterior doors | 175000 | 6081000 | 175000 | 6081000 | Soldotna | 30-O
| University of Alaska Anchorage | Brockel, Clayton R Building | Replace faucets and sinks throughout building | 4000 | 6085000 | 4000 | 6085000 | Soldotna | 30-O
| University of Alaska Anchorage | Brockel, Clayton R Building | Replace heat fuel supply piping | 16000 | 6101000 | 16000 | 6101000 | Soldotna | 30-O
| University of Alaska Anchorage | Brockel, Clayton R Building | Replace Hot Water Heaters | 8000 | 6109000 | 8000 | 6109000 | Soldotna | 30-O
| University of Alaska Anchorage | Brockel, Clayton R Building | Replace Intercom/Telephone/Data | 40000 | 6149000 | 40000 | 6149000 | Soldotna | 30-O
| University of Alaska Anchorage | Brockel, Clayton R Building | Replace interior drinking fountains | 7000 | 6156000 | 7000 | 6156000 | Soldotna | 30-O
| University of Alaska Anchorage | Brockel, Clayton R Building | Upgrade security systems | 113000 | 6269000 | 113000 | 6269000 | Soldotna | 30-O
| University of Alaska Anchorage | Ward, Walter E Sr. Building | Re-paint building exterior | 138000 | 6407000 | 138000 | 6407000 | Soldotna | 30-O
| University of Alaska Anchorage | Ward, Walter E Sr. Building | Repaint interior walls | 170000 | 6577000 | 170000 | 6577000 | Soldotna | 30-O
| University of Alaska Anchorage | Ward, Walter E Sr. Building | Replace drop ceiling grid and panels | 184000 | 6761000 | 184000 | 6761000 | Soldotna | 30-O
| University of Alaska Anchorage | Ward, Walter E Sr. Building | Replace drop ceiling panels | 25000 | 6786000 | 25000 | 6786000 | Soldotna | 30-O
| University of Alaska Anchorage | Ward, Walter E Sr. Building | Replace exterior doors | 78000 | 6864000 | 78000 | 6864000 | Soldotna | 30-O
| University of Alaska Anchorage | Ward, Walter E Sr. Building | Replace occupancy sensors for lighting | 9000 | 6873000 | 9000 | 6873000 | Soldotna | 30-O
| University of Alaska Anchorage | Ward, Walter E Sr. Building | Replace VAV units | 65000 | 6938000 | 65000 | 6938000 | Soldotna | 30-O
| University of Alaska Anchorage | Ward, Walter E Sr. Building | Update exterior siding | 9000 | 6947000 | 9000 | 6947000 | Soldotna | 30-O
| University of Alaska Anchorage | Ward, Walter E Sr. Building | Upgrade Elevator Cab | 75000 | 7022000 | 75000 | 7022000 | Soldotna | 30-O
| University of Alaska Anchorage | Ward, Walter E Sr. Building | Upgrade Elevator Replace System | 110000 | 7132000 | 110000 | 7132000 | Soldotna | 30-O
| University of Alaska Anchorage | Ward, Walter E Sr. Building | Upgrade security systems | 113000 | 7245000 | 113000 | 7245000 | Soldotna | 30-O
| University of Alaska Anchorage | Dennis and Ginger Steffy Mining and Petroleum Training Service Center of Excellence | Ductwork Cleaning | 6000 | 7251000 | 6000 | 7251000 | Soldotna | 30-O
| University of Alaska Anchorage | Dennis and Ginger Steffy Mining and Petroleum Training Service Center of Excellence | Repaint interior walls | 30000 | 7281000 | 30000 | 7281000 | Soldotna | 30-O
| University of Alaska Anchorage | Dennis and Ginger Steffy Mining and Petroleum Training Service Center of Excellence | Replace Building Boilers | 43000 | 7324000 | 43000 | 7324000 | Soldotna | 30-O
| University of Alaska Anchorage | Dennis and Ginger Steffy Mining and Petroleum Training Service Center of Excellence | Replace carpeting | 89000 | 7413000 | 89000 | 7413000 | Soldotna | 30-O
| University of Alaska Anchorage | Dennis and Ginger Steffy Mining and Petroleum Training Service Center of Excellence | Replace exterior stairs | 25000 | 7438000 | 25000 | 7438000 | Soldotna | 30-O
| University of Alaska Anchorage | Dennis and Ginger Steffy Mining and Petroleum Training Service Center of Excellence | Update indoor lighting | 50000 | 7488000 | 50000 | 7488000 | Soldotna | 30-O
| University of Alaska Anchorage | Dennis and Ginger Steffy Mining and Petroleum Training Service Center of Excellence | Upgrade security systems | 33000 | 7521000 | 33000 | 7521000 | Soldotna | 30-O
| University of Alaska Anchorage | Career Technical Education Center | Repaint interior walls | 89000 | 7610000 | 89000 | 7610000 | Soldotna | 30-O
| University of Alaska Anchorage | Student Housing Complex | Repaint interior walls | 183000 | 7793000 | 183000 | 7793000 | Soldotna | 30-O
| University of Alaska Anchorage | Student Housing Complex | Replace Hot Water Heaters | 17000 | 7810000 | 17000 | 7810000 | Soldotna | 30-O
| University of Alaska Anchorage | Student Housing Complex | Replace interior signage | 39000 | 7849000 | 39000 | 7849000 | Soldotna | 30-O
| University of Alaska Anchorage | campus exterior infrastructure and safety improvements | exterior surfaces, walkways, and egress | 2000000 | 9849000 | 2000000 | 9849000 | Kodiak | 32-P
| University of Alaska Anchorage | Campus IT | IT Systems | 1000000 | 10849000 | 1000000 | 10849000 | Kodiak | 32-P
| University of Alaska Anchorage | campus wide security/safety improvements/door replacements | Cameras. Doors. Access Controls | 220277 | 11069277 | 220277 | 11069277 | Kodiak | 32-P
| University of Alaska Anchorage | Benson, Benny Building | Fire Egress Door Hardware | 2000 | 11071277 | 2000 | 11071277 | Kodiak | 32-P
| University of Alaska Anchorage | Benson, Benny Building | Occupancy Sensors for Lighting | 6000 | 11077277 | 6000 | 11077277 | Kodiak | 32-P
| University of Alaska Anchorage | Benson, Benny Building | Painting | 92000 | 11169277 | 92000 | 11169277 | Kodiak | 32-P
| University of Alaska Anchorage | Vocational Technology Building | Air Handlers | 50000 | 11219277 | 50000 | 11219277 | Kodiak | 32-P
| University of Alaska Anchorage | Vocational Technology Building | Fire Egress Door Hardware | 2000 | 11221277 | 2000 | 11221277 | Kodiak | 32-P
| University of Alaska Anchorage | Vocational Technology Building | Fume Hoods | 45000 | 11266277 | 45000 | 11266277 | Kodiak | 32-P
| University of Alaska Anchorage | Vocational Technology Building | Occupancy Sensors for Lighting | 5000 | 11271277 | 5000 | 11271277 | Kodiak | 32-P
| University of Alaska Anchorage | Vocational Technology Building | Painting | 82000 | 11353277 | 82000 | 11353277 | Kodiak | 32-P
| University of Alaska Anchorage | Campus Center | Built-Up/Membrane | 360000 | 11713277 | 360000 | 11713277 | Kodiak | 32-P
| University of Alaska Anchorage | Campus Center | Fire Egress Door Hardware | 2000 | 11715277 | 2000 | 11715277 | Kodiak | 32-P
| University of Alaska Anchorage | Campus Center | Occupancy Sensors for Lighting | 6000 | 11721277 | 6000 | 11721277 | Kodiak | 32-P
| University of Alaska Anchorage | Campus Center | Painting | 89000 | 11810277 | 89000 | 11810277 | Kodiak | 32-P
| University of Alaska Anchorage | Campus Wide | Cameras. Doors. Access controls. | 275000 | 12085277 | 275000 | 12085277 | Palmer | 11-F
| University of Alaska Anchorage | Campus Wide | Comm improvements | 450000 | 12535277 | 450000 | 12535277 | Palmer | 11-F
| University of Alaska Anchorage | Campus Wide | emergency systems | 350000 | 12885277 | 350000 | 12885277 | Palmer | 11-F
| University of Alaska Anchorage | Campus Wide | exterior surfaces, walkways, and egress | 750000 | 13635277 | 750000 | 13635277 | Palmer | 11-F
| University of Alaska Anchorage | Campus Wide | Haz mat assessments and management plans | 500000 | 14135277 | 500000 | 14135277 | Palmer | 11-F
| University of Alaska Anchorage | Campus Wide | safety, regulatory compliance | 203223 | 14338500 | 203223 | 14338500 | Palmer | 11-F
| University of Alaska Anchorage | Kerttula, Jalmar M Building | Replace carpeting | 84000 | 14422500 | 84000 | 14422500 | Palmer | 11-F
| University of Alaska Anchorage | Kerttula, Jalmar M Building | Replace drop ceiling panels | 24000 | 14446500 | 24000 | 14446500 | Palmer | 11-F
| University of Alaska Anchorage | Kerttula, Jalmar M Building | Replace exterior doors | 95000 | 14541500 | 95000 | 14541500 | Palmer | 11-F
| University of Alaska Anchorage | Kerttula, Jalmar M Building | Replace Air Handlers | 52000 | 14593500 | 52000 | 14593500 | Palmer | 11-F
| University of Alaska Anchorage | Kerttula, Jalmar M Building | Replace Com Rm. fire Suppression with Novec 1230 | 48000 | 14641500 | 48000 | 14641500 | Palmer | 11-F
| University of Alaska Anchorage | Kerttula, Jalmar M Building | Replace Fire Pump add to city water renovate vault | 750000 | 15391500 | 750000 | 15391500 | Palmer | 11-F
| University of Alaska Anchorage | Kerttula, Jalmar M Building | Replace lighting new /LED /occupancy sensors | 192000 | 15583500 | 192000 | 15583500 | Palmer | 11-F
| University of Alaska Anchorage | Kerttula, Jalmar M Building | Replace Single-Ply/EPDM | 730000 | 16313500 | 730000 | 16313500 | Palmer | 11-F
| University of Alaska Anchorage | Okeson, Alvin S Building | Replace carpeting | 110000 | 16423500 | 110000 | 16423500 | Palmer | 11-F
| University of Alaska Anchorage | Okeson, Alvin S Building | Replace VAV units add DDC control | 350000 | 16773500 | 350000 | 16773500 | Palmer | 11-F
| University of Alaska Anchorage | Okeson, Alvin S Building | Replace Fire Alarm Panel/Voice annunciation | 750000 | 17523500 | 750000 | 17523500 | Palmer | 11-F
| University of Alaska Anchorage | Okeson, Alvin S Building | Replace lighting new/ LED/occupancy sensors | 145000 | 17668500 | 145000 | 17668500 | Palmer | 11-F
| University of Alaska Anchorage | Snodgrass Hall | Replace carpeting | 96000 | 17764500 | 96000 | 17764500 | Palmer | 11-F
| University of Alaska Anchorage | Snodgrass Hall | Replace Fire Alarm Panel/ Voice annunciation | 485000 | 18249500 | 485000 | 18249500 | Palmer | 11-F
| University of Alaska Anchorage | Snodgrass Hall | Replace Lighting new /LED/ occupancy sencers | 92000 | 18341500 | 92000 | 18341500 | Palmer | 11-F
| University of Alaska Anchorage | Ortner Warehouse | Replace Elc.Water Heater Gas Water heater | 3200 | 18344700 | 3200 | 18344700 | Palmer | 11-F
| University of Alaska Anchorage | Machetanz, Fred & Sara Building | exterior surfaces, walkways, and egress | 203223 | 18547923 | 203223 | 18547923 | Palmer | 11-F
| University of Alaska Anchorage | Machetanz, Fred & Sara Building | Replace carpeting halls/ offices /class rooms | 90000 | 18637923 | 90000 | 18637923 | Palmer | 11-F
| University of Alaska Anchorage | Machetanz, Fred & Sara Building | Replace Lighting new/LED/occupancy sensors | 191000 | 18828923 | 191000 | 18828923 | Palmer | 11-F
| University of Alaska Anchorage | Machetanz, Fred & Sara Building | Replace medium exterior windows | 65000 | 18893923 | 65000 | 18893923 | Palmer | 11-F
| University of Alaska Anchorage | Machetanz, Fred & Sara Building | Replace Water Heaters | 15000 | 18908923 | 15000 | 18908923 | Palmer | 11-F
| University of Alaska Anchorage | Machetanz, Fred & Sara Building | Replace Built-Up/Membrane | 1000000 | 19908923 | 1000000 | 19908923 | Palmer | 11-F
| University of Alaska Anchorage | Machetanz, Fred & Sara Building | Replace Controls add VFDs for pumps | 275000 | 20183923 | 275000 | 20183923 | Palmer | 11-F
| University of Alaska Anchorage | Machetanz, Fred & Sara Building | Replace DHW Building Boiler | 150000 | 20333923 | 150000 | 20333923 | Palmer | 11-F
| University of Alaska Anchorage | Machetanz, Fred & Sara Building | Replace Variable Frequency Drives | 80000 | 20413923 | 80000 | 20413923 | Palmer | 11-F
| University of Alaska Anchorage | Cordova Hall | Exterior Walkthrough Painting | 113000 | 20526923 | 113000 | 20526923 | Valdez | 9-E
| University of Alaska Anchorage | Cordova Hall | Exterior Walkthrough Windows - Medium | 69000 | 20595923 | 69000 | 20595923 | Valdez | 9-E
| University of Alaska Anchorage | Cordova Hall | Remediation and replacement of fuel storage tank | 50000 | 20645923 | 50000 | 20645923 | Valdez | 9-E
| University of Alaska Anchorage | Cordova Hall | Replace Hot Water Heaters | 18000 | 20663923 | 18000 | 20663923 | Valdez | 9-E
| University of Alaska Anchorage | Cordova Hall | Replace Metal | 261000 | 20924923 | 261000 | 20924923 | Valdez | 9-E
| University of Alaska Anchorage | Copper Basin Hall | Exterior Walkthrough Painting | 32000 | 20956923 | 32000 | 20956923 | Valdez | 9-E
| University of Alaska Anchorage | Copper Basin Hall | Interior Carpet | 93000 | 21049923 | 93000 | 21049923 | Valdez | 9-E
| University of Alaska Anchorage | Copper Basin Hall | Interior Vinyl | 17000 | 21066923 | 17000 | 21066923 | Valdez | 9-E
| University of Alaska Anchorage | Copper Basin Hall | Remediation and replacement of fuel storage tank | 50000 | 21116923 | 50000 | 21116923 | Valdez | 9-E
| University of Alaska Anchorage | Copper Basin Hall | Replace Hot Water Heaters | 18000 | 21134923 | 18000 | 21134923 | Valdez | 9-E
| University of Alaska Anchorage | Copper Basin Hall | Replace Metal | 184000 | 21318923 | 184000 | 21318923 | Valdez | 9-E
| University of Alaska Anchorage | Copper Basin Hall | Stoop landing/steps - critical need identified | 24000 | 21342923 | 24000 | 21342923 | Valdez | 9-E
| University of Alaska Anchorage | Copper Basin Hall | Upgrade windows to sliders | 69000 | 21411923 | 69000 | 21411923 | Valdez | 9-E
| University of Alaska Anchorage | Valdez Hall | Exterior Walkthrough Painting | 113000 | 21524923 | 113000 | 21524923 | Valdez | 9-E
| University of Alaska Anchorage | Valdez Hall | Exterior Walkthrough Windows - Large | 6000 | 21530923 | 6000 | 21530923 | Valdez | 9-E
| University of Alaska Anchorage | Valdez Hall | Exterior Walkthrough Windows - Medium | 69000 | 21599923 | 69000 | 21599923 | Valdez | 9-E
| University of Alaska Anchorage | Valdez Hall | Exterior Walkthrough Windows - Small | 2000 | 21601923 | 2000 | 21601923 | Valdez | 9-E
| University of Alaska Anchorage | Valdez Hall | Interior Carpet | 78000 | 21679923 | 78000 | 21679923 | Valdez | 9-E
| University of Alaska Anchorage | Valdez Hall | Interior Vinyl | 21000 | 21700923 | 21000 | 21700923 | Valdez | 9-E
| University of Alaska Anchorage | Valdez Hall | Remediation and replacement of fuel storage tank | 50000 | 21750923 | 50000 | 21750923 | Valdez | 9-E
| University of Alaska Anchorage | Valdez Hall | Replace Hot Water Heaters | 18000 | 21768923 | 18000 | 21768923 | Valdez | 9-E
| University of Alaska Anchorage | Valdez Hall | Replace Metal | 242000 | 22010923 | 242000 | 22010923 | Valdez | 9-E
| University of Alaska Anchorage | Valdez Hall | Stoop/step replacement - identified as a critical need | 24000 | 22034923 | 24000 | 22034923 | Valdez | 9-E
| University of Alaska Anchorage | Growden-Harrison Building | Exterior Walkthrough Exterior Doors | 120000 | 22154923 | 120000 | 22154923 | Valdez | 9-E
| University of Alaska Anchorage | Growden-Harrison Building | Interior Carpet | 218000 | 22372923 | 218000 | 22372923 | Valdez | 9-E
| University of Alaska Anchorage | Growden-Harrison Building | Interior Painting | 243000 | 22615923 | 243000 | 22615923 | Valdez | 9-E
| University of Alaska Anchorage | Growden-Harrison Building | Parking lot and light replacement - curb cut out and replace with sidewalk. New egress space. Rip up old asphalt, take out old concrete bases for light poles, install new power to new light poles, LED Lights, new paving. | 1000000 | 23615923 | 1000000 | 23615923 | Valdez | 9-E
| University of Alaska Anchorage | Growden-Harrison Building | Renovate original 1973 small bathroom | 500000 | 24115923 | 500000 | 24115923 | Valdez | 9-E
| University of Alaska Anchorage | Growden-Harrison Building | Replace original 1965 and 1973 air handlers | 750000 | 24865923 | 750000 | 24865923 | Valdez | 9-E
| University of Alaska Anchorage | Growden-Harrison Building | Replace original 1965 and 1973 windows | 100000 | 24965923 | 100000 | 24965923 | Valdez | 9-E
| University of Alaska Anchorage | Growden-Harrison Building | Replace original 1973 building piping | 437000 | 25402923 | 437000 | 25402923 | Valdez | 9-E
| University of Alaska Anchorage | Growden-Harrison Building | Replace original building supply piping | 68277 | 25471200 | 68277 | 25471200 | Valdez | 9-E
| University of Alaska Anchorage | Growden-Harrison Building | Replace waste drainage piping & drains | 200000 | 25671200 | 200000 | 25671200 | Valdez | 9-E
| University of Alaska Anchorage | Growden-Harrison Building | Re-seal exterior shell | 200000 | 25871200 | 200000 | 25871200 | Valdez | 9-E
| University of Alaska Anchorage | Whitney Museum | Install dehumidification system. Includes modification of current HVAC | 350000 | 26221200 | 350000 | 26221200 | Valdez | 9-E
| University of Alaska Anchorage | Whitney Museum | Interior Carpet | 134000 | 26355200 | 134000 | 26355200 | Valdez | 9-E
| University of Alaska Anchorage | Whitney Museum | Interior Painting | 62000 | 26417200 | 62000 | 26417200 | Valdez | 9-E
| University of Alaska Anchorage | Valdez Warehouse | Interior Painting | 14000 | 26431200 | 14000 | 26431200 | Valdez | 9-E
| University of Alaska Anchorage | Valdez Warehouse | Replace Exhaust Fans - <1 HP | 8000 | 26439200 | 8000 | 26439200 | Valdez | 9-E
| University of Alaska Anchorage | Valdez Warehouse | Replace Hot Water Heaters | 18000 | 26457200 | 18000 | 26457200 | Valdez | 9-E

## UAF Main Campus
University of Alaska
Updated 10/25/2018 |  |  |  | (Formatted to Thousands)
|  |  |  | Project Cost ($00.0) | Running Total ($00.0) | GF Cost ($00.0) | GF Running Total ($00.0)
Dept. | [7 empty] | Location (City) | House District
Priority | Allocation | Project Title | Project Description
1 | University of Alaska Fairbanks | Fairbanks Campus Building Interior & Systems Renewal | The interior systems projects address the buildings’ mechanical, electrical and HVAC systems. These projects will replace failing piping, inadequate electrical systems, inefficient lighting, damaged finishes, fans, deficient VAV boxes and upgrade the buildings automation system controls. This category also includes efforts to remove asbestos containing material (ACM) in particular building areas. Many of the buildings in the UAF system were constructed in the 1960s and 1970s and the building interiors and systems are in very poor shape, beginning to fail, they are no longer adequate for current demands, and require replacement or upgrading. Replacement parts for many of these systems are no longer available. Many of the systems are expensive to operate due to their low efficiencies. Replacement of these systems will allow for increased energy efficiencies, more attractive interiors, and better environmental control throughout UAF’s facilities. Besides improving buildings’ functionality, more comfortable working environment, and creating the right aesthetic impressions for current and future students and the public, the improvements will also reduce maintenance costs. The projects lower operational costs by upgrading or replacing old building technology systems with current up-to-date technology where there is greater payback. This request includes residence hall improvements such as critical plumbing replacement work in Bartlett Hall and replacing outdated fire alarm control panels in the Moore-Bartlett Skarland complex. | 14700000 | 14700000 | 14700000 | 14700000 | Fairbanks | 5-C
2 | University of Alaska Fairbanks | Building Enevelope & Roof Systems Renewal | Projects within this category includes roof repairs and replacements, doors, windows, vapor barriers, painting, siding, weatherization, insulation, foundations, and other building envelope issues. The building envelope elements for the selected buildings are in the worst condition needing re-roofing, windows replacements, and storefront upgrades. The roofing projects are an ongoing replacement of roofs that have reached the end of their useful and protective life. The buildings’ windows and storefronts are mostly original to the building with older building technology and poor insulation values or have deteriorated from constant high volume use. Systematic building envelope replacement and improvement is needed to prevent leaks, failures, and disruptive damage to other building assets and occupants. This allows uninterrupted buildings’ programmatic functions from emergency repairs, lowers maintenance cost from costly short-term repairs, increases energy-efficiency with up-to-date insulation, improves thermal and moisture protection with contemporary tighter construction. The improved exterior envelopes also have better performance and an added aesthetic value to the campus. | 3100000 | 17800000 | 3100000 | 17800000 | Fairbanks | 5-C
3 | University of Alaska Fairbanks | Regulatory Compliance | Complying with regulations including building and life safety codes, the Americans with Disabilities Act and Title IX, and accommodating transgender students, staff and faculty is a top priority at UAF. Remaining in compliance requires an on-going effort to modify and upgrade exterior hardscapes, elevators, building passageways, toilet and locker rooms, signage and security infrastructure. Exit doors and broken hardware repairs in this category receive disproportionate number of repair requests. These requests typically require quick response for life safety and general regulatory compliance. Timely and proactive response provides improved life-fire-safety, security, code compliance, and reduces maintenance cost. Besides the projects’ regulatory requirements, these projects benefit the diverse campus communities. This request will perform code corrections and ventilation replacement at Patty Center pool and renovate a portion of the hangar to accommodate a Federal Aviation Administration (FAA) required instructional paint booth. | 4650000 | 22450000 | 4650000 | 22450000 | Fairbanks | 5-C
4 | University of Alaska Fairbanks | Campus Infrastructure & Sign Renewal (Exterior) | The exterior infrastructure projects address the campus roadways, trails, parking, sidewalks, plazas, outdoor lighting, and utility systems. This also includes wayfinding improvements. The severe Fairbanks climate takes a toll on the many roads, trails, sidewalks, parking areas, curbs and gutters across our campus creating uneven surfaces. Lack of adequate sidewalks and other deficiencies pose a safety hazard or are increasingly susceptible to additional damage. This request includes utilities sewer upgrade in Hess Village, replacing chilled water lines under pedestrian access routes campus wide, and replacing head bolt heaters. | 6450000 | 28900000 | 6450000 | 28900000 | Fairbanks | 5-C
| University of Alaska Fairbanks | Administrative Services Building | Roof Repair: Heat trace roof gutters. | 30000 | 28930000 | 30000 | 28930000 | Fairbanks | 5-C
| University of Alaska Fairbanks | Administrative Services Building | Correct ducting and install Siemens controls to VAV boxes | 230000 | 29160000 | 230000 | 29160000 | Fairbanks | 5-C
| University of Alaska Fairbanks | Arctic Health/ Water Lab | CONNECT ROOF DRAIN TO EXTERIOR STORM LINE | 68000 | 29228000 | 68000 | 29228000 | Fairbanks | 5-C
| University of Alaska Fairbanks | Arctic Health/ Water Lab | LIGHTING UPGRADE AHRB | 800000 | 30028000 | 800000 | 30028000 | Fairbanks | 5-C
| University of Alaska Fairbanks | Arctic Health/ Water Lab | ADA RENOVATIONS | 688000 | 30716000 | 688000 | 30716000 | Fairbanks | 5-C
| University of Alaska Fairbanks | Arctic Health/ Water Lab | ASBESTOS ABATEMENT | 1511070 | 32227070 | 1511070 | 32227070 | Fairbanks | 5-C
| University of Alaska Fairbanks | Arctic Health/ Water Lab | EAST PSNGR ELEVATOR MODERNIZATION (#36) | 500000 | 32727070 | 500000 | 32727070 | Fairbanks | 5-C
| University of Alaska Fairbanks | Arctic Health/ Water Lab | EXCESS SNOW LOAD MITIGATION - AHRB | 108000 | 32835070 | 108000 | 32835070 | Fairbanks | 5-C
| University of Alaska Fairbanks | Arctic Health/ Water Lab | PROVIDE SECURITY SYSTEM | 592735 | 33427805 | 592735 | 33427805 | Fairbanks | 5-C
| University of Alaska Fairbanks | Arctic Health/ Water Lab | REMOVE OLD CHILLERS AND CONNECT TO CENTRAL CHILLED WATER SYSTEM | 1308000 | 34735805 | 1308000 | 34735805 | Fairbanks | 5-C
| University of Alaska Fairbanks | Arctic Health/ Water Lab | REPLACE FUME HOOD CONTROLS-AHRB | 925000 | 35660805 | 925000 | 35660805 | Fairbanks | 5-C
| University of Alaska Fairbanks | Arctic Health/ Water Lab | REPLACE LAB REFRIGERATION | 500000 | 36160805 | 500000 | 36160805 | Fairbanks | 5-C
| University of Alaska Fairbanks | Arctic Health/ Water Lab | SEISMIC UPGRADE TO CEILINGS AND LIGHTS | 578000 | 36738805 | 578000 | 36738805 | Fairbanks | 5-C
| University of Alaska Fairbanks | Arctic Health/ Water Lab | UPGRADE CORRIDOR SECURITY DOOR SYSTEMS | 350000 | 37088805 | 350000 | 37088805 | Fairbanks | 5-C
| University of Alaska Fairbanks | Arctic Health/ Water Lab | DATA / ELECTRICAL SYSTEMS UPGRADES | 4518118 | 41606923 | 4518118 | 41606923 | Fairbanks | 5-C
| University of Alaska Fairbanks | Arctic Health/ Water Lab | EXTERIOR ARCHITECTURAL RENOVATIONS | 3908020 | 45514943 | 3908020 | 45514943 | Fairbanks | 5-C
| University of Alaska Fairbanks | Arctic Health/ Water Lab | RENOVATE HVAC - AHRB | 12579100 | 58094043 | 12579100 | 58094043 | Fairbanks | 5-C
| University of Alaska Fairbanks | Arctic Health/ Water Lab | REPAIR OR DEMOLISH INTERCOM SYSTEM | 60000 | 58154043 | 60000 | 58154043 | Fairbanks | 5-C
| University of Alaska Fairbanks | Arctic Health/ Water Lab | REPLACE / REPAIR EXTERIOR WALKS, CURBS, RETAINING WALLS - AHRB | 475000 | 58629043 | 475000 | 58629043 | Fairbanks | 5-C
| University of Alaska Fairbanks | Arctic Health/ Water Lab | REPLACE AIR HANDLERS | 829400 | 59458443 | 829400 | 59458443 | Fairbanks | 5-C
| University of Alaska Fairbanks | Arctic Health/ Water Lab | REPLACE BUILDING SERVICES PLUMBING LINES - AHRB | 1780000 | 61238443 | 1780000 | 61238443 | Fairbanks | 5-C
| University of Alaska Fairbanks | Arctic Health/ Water Lab | REPLACE BUILDING WIDE HYDRONIC SYSTEM | 2074930 | 63313373 | 2074930 | 63313373 | Fairbanks | 5-C
| University of Alaska Fairbanks | Arctic Health/ Water Lab | REPLACE HAZARDOUS WASTE SYSTEM - AHRB | 601000 | 63914373 | 601000 | 63914373 | Fairbanks | 5-C
| University of Alaska Fairbanks | Arctic Health/ Water Lab | REPLACE LAB SERVICE PIPING-AHRB | 2100000 | 66014373 | 2100000 | 66014373 | Fairbanks | 5-C
| University of Alaska Fairbanks | Arctic Health/ Water Lab | REVITALIZE AHRB FINISHES-WALLS, FLOORS, CEILINGS | 2958502 | 68972875 | 2958502 | 68972875 | Fairbanks | 5-C
| University of Alaska Fairbanks | Arctic Health/ Water Lab | REVITALIZE LABS AHRB- CABINETS, FINISHES, LAB SERVICES, ETC. | 7500000 | 76472875 | 7500000 | 76472875 | Fairbanks | 5-C
| University of Alaska Fairbanks | Arctic Health/ Water Lab | REVITALIZE VACATED VIROLOGY LABS- CABINETS, FINISHES, LAB SERVICES, ETC. | 8000000 | 84472875 | 8000000 | 84472875 | Fairbanks | 5-C
| University of Alaska Fairbanks | Arctic Health/ Water Lab | WEST RIDGE CAFÉ: CODE/SAFETY DEFICIENCIES | 500000 | 84972875 | 500000 | 84972875 | Fairbanks | 5-C
| University of Alaska Fairbanks | Atkinson Building-Power Plant | CONTINUOUS EMISSIONS MONITORING FOR BOILER #4 | 425000 | 85397875 | 425000 | 85397875 | Fairbanks | 5-C
| University of Alaska Fairbanks | Atkinson Building-Power Plant | FIRE ALARM SYSTEM REPAIRS | 300000 | 85697875 | 300000 | 85697875 | Fairbanks | 5-C
| University of Alaska Fairbanks | Atkinson Building-Power Plant | BACK-UP COOLING WATER | 350000 | 86047875 | 350000 | 86047875 | Fairbanks | 5-C
| University of Alaska Fairbanks | Atkinson Building-Power Plant | CONVERT BOILER #3 TO NATURAL GAS | 500000 | 86547875 | 500000 | 86547875 | Fairbanks | 5-C
| University of Alaska Fairbanks | Atkinson Building-Power Plant | INCREASE RO WATER CAPACITY | 350000 | 86897875 | 350000 | 86897875 | Fairbanks | 5-C
| University of Alaska Fairbanks | Atkinson Building-Power Plant | RESURFACE/ASPHALT | 200000 | 87097875 | 200000 | 87097875 | Fairbanks | 5-C
| University of Alaska Fairbanks | Atkinson Building-Power Plant | ADDITIONAL CONDENSER CAPACITY | 1750000 | 88847875 | 1750000 | 88847875 | Fairbanks | 5-C
| University of Alaska Fairbanks | Atkinson Building-Power Plant | CODE CORRECTIONS-FIRE SPRINKLER, EGRESS, AND OCCUPANCY SEPARATION | 3100000 | 91947875 | 3100000 | 91947875 | Fairbanks | 5-C
| University of Alaska Fairbanks | Atkinson Building-Power Plant | ELECTRICAL DISTRIBUTION SYSTEM UPGRADE PHASE 2-3 | 6280000 | 98227875 | 6280000 | 98227875 | Fairbanks | 5-C
| University of Alaska Fairbanks | Atkinson Building-Power Plant | REPLACE THIN WALL STEEL CHILLED WATER PIPING ON LOWER CAMPUS | 1800000 | 100027875 | 1800000 | 100027875 | Fairbanks | 5-C
| University of Alaska Fairbanks | Atkinson Building-Power Plant | UTILIDOR VENTILATION AT PLANT | 425000 | 100452875 | 425000 | 100452875 | Fairbanks | 5-C
| University of Alaska Fairbanks | Atkinson Building-Power Plant | REPLACE STEAM AND CONDENSATE LINE TO U-PARK | 5375000 | 105827875 | 5375000 | 105827875 | Fairbanks | 5-C
| University of Alaska Fairbanks | Aurora Building | RENOVATE ENTRANCE DOORS | 109000 | 105936875 | 109000 | 105936875 | Fairbanks | 1-A
| University of Alaska Fairbanks | Aurora Building | REPLACE ELECTRICAL DISTRIBUTION | 295000 | 106231875 | 295000 | 106231875 | Fairbanks | 1-A
| University of Alaska Fairbanks | Aurora Building | REPLACE ROOF | 1470000 | 107701875 | 1470000 | 107701875 | Fairbanks | 1-A
| University of Alaska Fairbanks | Barn | STRUCTURE, HVAC, ELECTRICAL RENOVATION AND UPGRADE | 122000 | 107823875 | 122000 | 107823875 | Fairbanks | 5-C
| University of Alaska Fairbanks | Barn | SITE DRAINAGE UPDATE | 33000 | 107856875 | 33000 | 107856875 | Fairbanks | 5-C
| University of Alaska Fairbanks | Bartlett Hall | DORM INTERIOR STAIRWELL EGRESS WIDTH CODE CORRECTION | 274000 | 108130875 | 274000 | 108130875 | Fairbanks | 5-C
| University of Alaska Fairbanks | Bartlett Hall | UPPER DORM KITCHEN RENEWAL | 250000 | 108380875 | 250000 | 108380875 | Fairbanks | 5-C
| University of Alaska Fairbanks | Bartlett Hall | UPPER DORM SECURITY--ADDITIONAL SAFETY | 73000 | 108453875 | 73000 | 108453875 | Fairbanks | 5-C
| University of Alaska Fairbanks | Bartlett Hall | UPPER DORMITORY EMERGENCY EGRESS CODE CORRECTIONS | 585000 | 109038875 | 585000 | 109038875 | Fairbanks | 5-C
| University of Alaska Fairbanks | Bartlett Hall | UPPER DORMITORY LOBBY FLOORING REPLACEMENT | 48000 | 109086875 | 48000 | 109086875 | Fairbanks | 5-C
| University of Alaska Fairbanks | Bartlett Hall | CARPET, PAINT AND RESTROOM REFURBISH | 1100000 | 110186875 | 1100000 | 110186875 | Fairbanks | 5-C
| University of Alaska Fairbanks | Bartlett Hall | RESTROOM, PLUMBING AND PIPING RENOVATION | 8500000 | 118686875 | 8500000 | 118686875 | Fairbanks | 5-C
| University of Alaska Fairbanks | Bartlett Hall | WINDOW UPGRADE (EST 200 @$3K) | 600000 | 119286875 | 600000 | 119286875 | Fairbanks | 5-C
| University of Alaska Fairbanks | Bioscience Research And Diagnostic | HVAC UPGRADE: REPLACE 142 PHOENIX PNUEMATIC VALVE ACTUATORS, CONTROLS, AND THERMOSTATS WITH SIEMENS ACTUATORS IN TWO PHASES. PHOENIX PNEUMATIC VARIABLE CONTROL VALVES (VAV) ARE EXPENSIVE TO OPERATE, PROBLEMATIC TO CONTROL AND MAINTAIN COMPARED TO DIGITAL VAV'S. THE PHOENIX VAVS OPERATE ON PRESSURE BALANCE AND DO NOT MEASURE AIR FLOW. THIS MAKES IT DIFFICULT FOR THE HVAC TECHNICIANS TO MONITOR AND ADJUST AIR FLOW TO INDIVIDUAL SPACES IN THE BUILDING. THE PHOENIX PNEUMATIC HVAC CONTROLS ARE OBSOLETE AND NEED TO BE REPLACED WITH A DIGITAL FORMAT. DIRECT DIGITAL CONTROLS (DDC) ARE MORE RELIABL, PROVIDE GREATER CONTROL, AND MONITORING WHILE IMPROVING OVERALL BUILDING ENERGY EFFICIANCY. | 1420000 | 120706875 | 1420000 | 120706875 | Fairbanks | 5-C
| University of Alaska Fairbanks | Bioscience Research And Diagnostic | ELECTRICAL PHASE CORRECTION STUDY: CORRECT BUILDING PHASE ROTATION THAT IS INSTALLED BACKWARDS. THE STUDY IS TO DETERMINED BOTH THE HIGH VOLTAGE AND LOW VOLTAGE IMPACTS OF PHASE CHANGE. | 25000 | 120731875 | 25000 | 120731875 | Fairbanks | 5-C
| University of Alaska Fairbanks | Bioscience Research And Diagnostic | INSTALL EPOXY FLOORING IN ROOM 106 & 108 QUARANTINE ROOMS, 104 SURGERY SUITE, 105 LAUNDARY, 110, 112, CORRIDOR 100C2 AND 100C3 | 250000 | 120981875 | 250000 | 120981875 | Fairbanks | 5-C
| University of Alaska Fairbanks | Boiler Maintenance | ELECTRICAL SYSTEM CODE COMPLIANCE UPGRADE | 33000 | 121014875 | 33000 | 121014875 | Fairbanks | 5-C
| University of Alaska Fairbanks | Boiler Maintenance | HVAC CODE COMPLIANCE UPGRADE | 7000 | 121021875 | 7000 | 121021875 | Fairbanks | 5-C
| University of Alaska Fairbanks | Boiler Maintenance | FIRE SPRINKLER SYSTEM INSTALLATION | 64000 | 121085875 | 64000 | 121085875 | Fairbanks | 5-C
| University of Alaska Fairbanks | Boiler Maintenance | OWS REQUIRED IN VEHICLE BAY | 64000 | 121149875 | 64000 | 121149875 | Fairbanks | 5-C
| University of Alaska Fairbanks | Boiler Maintenance | STRUCTURAL DEFICIENCY REPAIRS | 45000 | 121194875 | 45000 | 121194875 | Fairbanks | 5-C
| University of Alaska Fairbanks | Boiler Maintenance | ELECTRICAL SYSTEMS UPGRADE | 19000 | 121213875 | 19000 | 121213875 | Fairbanks | 5-C
| University of Alaska Fairbanks | Boiler Maintenance | LIGHTING UPGRADE | 11000 | 121224875 | 11000 | 121224875 | Fairbanks | 5-C
| University of Alaska Fairbanks | Boiler Maintenance | FA SYSTEM UPGRADE | 33000 | 121257875 | 33000 | 121257875 | Fairbanks | 5-C
| University of Alaska Fairbanks | Brooks Building (CRCD) | BUILDING RE-COMMISSIONING AND BLOWER DOOR TEST | 10000 | 121267875 | 10000 | 121267875 | Fairbanks | 5-C
| University of Alaska Fairbanks | Brooks Building (CRCD) | THIS WILL INCLUDE EXCAVATION REINSULATING AND BACKFILLING THE WEST SIDE OF THE BUILDING. COVER EXPOSED EXTERIOR INSULATION BLUE BOARD AND FLASHING ON THE WEST SIDE OF BUILDING EXPOSED FROM SOIL EROSION | 40000 | 121307875 | 40000 | 121307875 | Fairbanks | 5-C
| University of Alaska Fairbanks | Brooks Building (CRCD) | THE NORTH EAST SIDE OF THE BUILDING TOWARDS THE LIBRARY IS UNDERVENTILATED. HIRE A CONSULTANT TO REVIEW DM RENOVATION PROJECT AS-BUILTS AND THE TAB REPORT. CONSULTANT TO INVESTIGATE AND SCOPE FULL PROJECT. | 200000 | 121507875 | 200000 | 121507875 | Fairbanks | 5-C
| University of Alaska Fairbanks | Brooks Building (CRCD) | REPLACE ALL 65 WINDOWS IN THE BUILDING TO COMMERRICIAL GRADE WINDOWS. THE SIZES FOR 8 ARE 68.5"X48". THE SIZES FOR 57 WINDOWS ARE 92"X48" | 250000 | 121757875 | 250000 | 121757875 | Fairbanks | 5-C
| University of Alaska Fairbanks | Bunnell Building | Bunnell ground level refresh: Perform complete refresh of dated and worn finishes in the main corridor. Replace corridor doors, upgrade electric and IT as needed. $250k FY19 DM/RR funding for general classroom paint and carpet is being incorporated into this project. Funding request is remaining needed. | 1000000 | 122757875 | 1000000 | 122757875 | Fairbanks | 5-C
| University of Alaska Fairbanks | Bunnell Building | THE EXISTING BUILDING ENTRY WAY DOORS AND THE HARDWARE HAVE REACHED THE END OF THEIR USEFUL LIFE AND ARE IN NEED OF REPLACEMENT. | 375000 | 123132875 | 375000 | 123132875 | Fairbanks | 5-C
| University of Alaska Fairbanks | Bunnell Building | THE EXISTING RESTROOM CONFIGURATION IS ORIGINAL TO THE BUILDING AND LACKS ADA ACCESSIBLE RESTROOMS. ADDITIONALLY, THE RESTROOMS ARE NOW DATED AND NEEDS REFURBISHMENT. THERE ARE 6 RESTOOMS THAT WILL REQUIRE APPROXIMATELY 200K EACH. | 1200000 | 124332875 | 1200000 | 124332875 | Fairbanks | 5-C
| University of Alaska Fairbanks | Bunnell Building | THE BUILDING ENVELOPE IS IN NEED OF REPLACEMENT TO IMPROVE THERMAL PERFORMANCE, INDOOR AIR QUALITY, AND OVERALL TIGHTNESS OF THE BUILDING THAT WILL RESULT IN A MORE EFFICIENT HVAC SYSTEM AND ENERGY SAVINGS. | 8500000 | 132832875 | 8500000 | 132832875 | Fairbanks | 5-C
| University of Alaska Fairbanks | Bunnell Building | THE RAPID DEVELOPMENT IN DIGITAL TECHNOLOGY HAS HAD A SUPRISING RESURGENCE OF NON-DIGITAL (WET DARKROOM) PHOTOGRAPHY PRACTICE. PHOTOGRAPHY CLASSES AND GROUPS ARE REBOUNDING AND NEED FULLY FUNCTIONAL SPACES THAT ALLOW BOTH DIGITAL IMAGING AND BLACK-AND-WHITE FILM PROCESSING AND PRINTING. THIS WILL INCLUDE REDUNDANT COOLING FOR CRITICAL NETWORK ROOMS. | 470000 | 133302875 | 470000 | 133302875 | Fairbanks | 5-C
| University of Alaska Fairbanks | Bunnell Building | THE MECHANICAL SYSTEMS IN THE BUILDING ARE ORIGINAL TO THE 1959 BUILDING AND HAVE REACHED THE END OF THEIR USEFUL LIFE. THE BUILDING ALSO HAS POOR ZONING THAT NEEDS TO BE UPGRADED TO CURRENT STANDARDS. | 1750000 | 135052875 | 1750000 | 135052875 | Fairbanks | 5-C
| University of Alaska Fairbanks | Bunnell Building | Elevator Modernization: The existing elevator car is original to the building from 1957. An upgrade was last done in 1990 and 1996. The elevator does not have a dedicated machine room. This elevator hasn't been giving us any problems but it is old and the State elevator inspector isn't comfortable with the shared machine room area. Elevators are generally viewed as a fifty to seventy year lifetime component usually requiring a major upgrade at 25 to 35 years. The elevator modernization work plan developed in FY-01 was the beginning of a multi-year program to provide code, safety, and modernization work for the entire elevator fleet. From FY-01 to the present, about 25 elevators have had partial upgrades or total modernization. This request represents the latest installment of the multi-year ongoing modernization plan. | 500000 | 135552875 | 500000 | 135552875 | Fairbanks | 5-C
| University of Alaska Fairbanks | Bunnell House | REPLACE FIRE ALARM SYSTEM | 120000 | 135672875 | 120000 | 135672875 | Fairbanks | 5-C
| University of Alaska Fairbanks | Bunnell House | ENERGY CONSERVATION--WINDOWS, LIGHTING, AND VENTILATION | 250000 | 135922875 | 250000 | 135922875 | Fairbanks | 5-C
| University of Alaska Fairbanks | Bunnell House | REPLACE HEATING SYSTEM | 250000 | 136172875 | 250000 | 136172875 | Fairbanks | 5-C
| University of Alaska Fairbanks | Bus Shelter- Taku | REPAIR AND UPGRADE HEATING SYSTEM | 20000 | 136192875 | 20000 | 136192875 | Fairbanks | 5-C
| University of Alaska Fairbanks | Bus Shelter- Wood Center | REPAIR AND UPGRADE HEATING SYSTEM | 20000 | 136212875 | 20000 | 136212875 | Fairbanks | 5-C
| University of Alaska Fairbanks | Chapman Building | Chapman Backfill: Renovate from Computer Science move, lights, carpet, paint, etc. as needed. | 500000 | 136712875 | 500000 | 136712875 | Fairbanks | 5-C
| University of Alaska Fairbanks | Chapman Building | Add HRV and HVAC controls. | 3100000 | 139812875 | 3100000 | 139812875 | Fairbanks | 5-C
| University of Alaska Fairbanks | Chapman Building | Elevator Modernization: UAF Facilities Services manages the operation and maintenance of a fleet of more than 70 elevators and lifts with an average life of over 35 years. Elevators are generally viewed as a fifty to seventy year lifetime component usually requiring a major upgrade at 25 to 35 years. The elevator modernization work plan developed in FY-01 was the beginning of a multi-year program to provide code, safety, and modernization work for the entire elevator fleet. From FY-01 to the present, about 25 elevators have had partial upgrades or total modernization. Modernization is an industry term which, in general, means upgrading elevator controllers, elevator motors, and associated equipment to modern code, safety, and industry standards. Improvements include ADA compliant fixture installation, seismic protection system retrofits, Fire Service upgrades, and cab and door replacement. This request represents the latest installment of the multi-year ongoing modernization plan | 30000 | 139842875 | 30000 | 139842875 | Fairbanks | 5-C
| University of Alaska Fairbanks | Chapman Building | HEATING UPGRADE | 3000000 | 142842875 | 3000000 | 142842875 | Fairbanks | 5-C
| University of Alaska Fairbanks | Chapman Building | REFURBISH THE INTERIOR. | 1500000 | 144342875 | 1500000 | 144342875 | Fairbanks | 5-C
| University of Alaska Fairbanks | Chapman Building | REMOVE OPERABLE WINDOW AND REPLACE W/ FIXED WINDOWS | 550000 | 144892875 | 550000 | 144892875 | Fairbanks | 5-C
| University of Alaska Fairbanks | Chatanika Drive 707 | INSTALL AIR TO AIR HEAT EXCHANGER | 31000 | 144923875 | 31000 | 144923875 | Fairbanks | 5-C
| University of Alaska Fairbanks | Chatanika Drive 707 | PIPE INSULATION | 20000 | 144943875 | 20000 | 144943875 | Fairbanks | 5-C
| University of Alaska Fairbanks | Chatanika Drive 707 | REPAIR ROOF SOFFIT | 10000 | 144953875 | 10000 | 144953875 | Fairbanks | 5-C
| University of Alaska Fairbanks | Chatanika Drive 707 | ELECTRICAL DISTRIBUTION CODE CORRECTIONS/GROUNDING | 94557 | 145048432 | 94557 | 145048432 | Fairbanks | 5-C
| University of Alaska Fairbanks | Chatanika Drive 707 | KITCHEN CABINET/APPLIANCES | 43000 | 145091432 | 43000 | 145091432 | Fairbanks | 5-C
| University of Alaska Fairbanks | Chatanika Drive 707 | PAINT EXTERIOR SURFACES | 18000 | 145109432 | 18000 | 145109432 | Fairbanks | 5-C
| University of Alaska Fairbanks | Chatanika Drive 707 | PARKING LOT AND DRAINAGE | 18000 | 145127432 | 18000 | 145127432 | Fairbanks | 5-C
| University of Alaska Fairbanks | Chatanika Drive 707 | REFINISH INTERIOR WALLS, FLOORS, CEILINGS | 80000 | 145207432 | 80000 | 145207432 | Fairbanks | 5-C
| University of Alaska Fairbanks | Chatanika Drive 707 | RENEW FIXTURES AND FINISHES IN BATHROOM | 55000 | 145262432 | 55000 | 145262432 | Fairbanks | 5-C
| University of Alaska Fairbanks | Chatanika Drive 707 | REPLACE ROOF STRUCTURE AND ROOF | 100000 | 145362432 | 100000 | 145362432 | Fairbanks | 5-C
| University of Alaska Fairbanks | Chatanika Drive 707 | REPLACE BASE MOLD | 6000 | 145368432 | 6000 | 145368432 | Fairbanks | 5-C
| University of Alaska Fairbanks | Chatanika Drive 707 | REPLACE CARPET | 18000 | 145386432 | 18000 | 145386432 | Fairbanks | 5-C
| University of Alaska Fairbanks | Chatanika Drive 707 | REPLACE INSULATION/VAPOR BARRIER/SHEETROCK | 83000 | 145469432 | 83000 | 145469432 | Fairbanks | 5-C
| University of Alaska Fairbanks | Chatanika Drive 707 | REPLACE ROOF | 57600 | 145527032 | 57600 | 145527032 | Fairbanks | 5-C
| University of Alaska Fairbanks | Chatanika Drive 707 | REPLACE WINDOWS | 18000 | 145545032 | 18000 | 145545032 | Fairbanks | 5-C
| University of Alaska Fairbanks | Colville Street 710 | INSTALL AIR TO AIR HEAT EXCHANGER | 31000 | 145576032 | 31000 | 145576032 | Fairbanks | 5-C
| University of Alaska Fairbanks | Colville Street 710 | PAINT INTERIOR SURFACES | 12000 | 145588032 | 12000 | 145588032 | Fairbanks | 5-C
| University of Alaska Fairbanks | Colville Street 710 | RECONSTRUCT VESTIBULE | 10000 | 145598032 | 10000 | 145598032 | Fairbanks | 5-C
| University of Alaska Fairbanks | Colville Street 710 | REPAIR DRIVES | 6000 | 145604032 | 6000 | 145604032 | Fairbanks | 5-C
| University of Alaska Fairbanks | Colville Street 710 | REPLACE EXTERIOR DOOR | 8000 | 145612032 | 8000 | 145612032 | Fairbanks | 5-C
| University of Alaska Fairbanks | Colville Street 710 | REPLACE GYPSUM BOARD | 15000 | 145627032 | 15000 | 145627032 | Fairbanks | 5-C
| University of Alaska Fairbanks | Colville Street 710 | REPLACE RESIDENTIAL FIRE ALARM | 40000 | 145667032 | 40000 | 145667032 | Fairbanks | 5-C
| University of Alaska Fairbanks | Colville Street 710 | REPLACE ROOF FLASHING/SOFFIT | 6000 | 145673032 | 6000 | 145673032 | Fairbanks | 5-C
| University of Alaska Fairbanks | Colville Street 710 | REPLACE WINDOW | 43000 | 145716032 | 43000 | 145716032 | Fairbanks | 5-C
| University of Alaska Fairbanks | Colville Street 710 | REROOF | 37000 | 145753032 | 37000 | 145753032 | Fairbanks | 5-C
| University of Alaska Fairbanks | Colville Street 710 | WOOD SIDING | 65000 | 145818032 | 65000 | 145818032 | Fairbanks | 5-C
| University of Alaska Fairbanks | Constitution Hall | The entry grates have larger openings per ADA requirements. ADA requires opening of no greater than 1/2" and to be orientated perpendicular to the dominant travel direction | 5000 | 145823032 | 5000 | 145823032 | Fairbanks | 5-C
| University of Alaska Fairbanks | Constitution Hall | RENEW ELECTRICAL DISTRIBUTION | 700000 | 146523032 | 700000 | 146523032 | Fairbanks | 5-C
| University of Alaska Fairbanks | Constitution Hall | REPAIR OLD PLUMBING | 666000 | 147189032 | 666000 | 147189032 | Fairbanks | 5-C
| University of Alaska Fairbanks | Constitution Hall | FS receive the most service call for Constitution Hall main entry doors for repair and maintenance. | 104000 | 147293032 | 104000 | 147293032 | Fairbanks | 5-C
| University of Alaska Fairbanks | Constitution Hall | REPLACE STAIR HANDRAILS | 35000 | 147328032 | 35000 | 147328032 | Fairbanks | 5-C
| University of Alaska Fairbanks | Constitution Hall | UPGRADE EMERGENCY LIGHTING & EXIT SIGNS | 40000 | 147368032 | 40000 | 147368032 | Fairbanks | 5-C
| University of Alaska Fairbanks | Constitution Hall | CONSTITUTION HALL NE DOCK ELEVATOR UPGRADE (#25) | 200000 | 147568032 | 200000 | 147568032 | Fairbanks | 5-C
| University of Alaska Fairbanks | Constitution Hall | REPAIR SITE WORK | 150000 | 147718032 | 150000 | 147718032 | Fairbanks | 5-C
| University of Alaska Fairbanks | Constitution Hall | REPLACE ACM FLOORING | 290000 | 148008032 | 290000 | 148008032 | Fairbanks | 5-C
| University of Alaska Fairbanks | Constitution Hall | REPLACE ACM WALL PANELING | 390000 | 148398032 | 390000 | 148398032 | Fairbanks | 5-C
| University of Alaska Fairbanks | Constitution Hall | Window Replacement: Replace exterior windows. Work with Alaska Office of Historic Preservation (OHP) on window style | 1500000 | 149898032 | 1500000 | 149898032 | Fairbanks | 5-C
| University of Alaska Fairbanks | Constitution Hall | REPLACE INTERCOM PA SYSTEM | 80000 | 149978032 | 80000 | 149978032 | Fairbanks | 5-C
| University of Alaska Fairbanks | Constitution Hall | REPLACE OLD LIGHTING FIXTURES ON 3RD FLOOR | 35584 | 150013616 | 35584 | 150013616 | Fairbanks | 5-C
| University of Alaska Fairbanks | Constitution Hall | REPLACE SECURITY SYSTEM | 40000 | 150053616 | 40000 | 150053616 | Fairbanks | 5-C
| University of Alaska Fairbanks | Constitution Hall | REPLACE WORN ENTRANCE FLOORING | 77000 | 150130616 | 77000 | 150130616 | Fairbanks | 5-C
| University of Alaska Fairbanks | Constitution Hall | RE-SLOPE CONCRETE PLAZA BETWEEN CONSTITUTION HALL AND WOOD CENTER FOR DRAINAGE | 20000 | 150150616 | 20000 | 150150616 | Fairbanks | 5-C
| University of Alaska Fairbanks | Constitution Hall | An OSHA compliant roof access ladder is required to access the roof and any equipment for maintenance. | 84000 | 150234616 | 84000 | 150234616 | Fairbanks | 5-C
| University of Alaska Fairbanks | Constitution Hall | RENOVATE EXTERIOR LIGHTING AND OUTLETS | 145000 | 150379616 | 145000 | 150379616 | Fairbanks | 5-C
| University of Alaska Fairbanks | Constitution Hall | Portions of the Constitution Hall do not have active ventilation. | 1950000 | 152329616 | 1950000 | 152329616 | Fairbanks | 5-C
| University of Alaska Fairbanks | Constitution Hall | REVITALIZE BUILDING EXTERIOR PER HISTORIC REGISTRY | 1152000 | 153481616 | 1152000 | 153481616 | Fairbanks | 5-C
| University of Alaska Fairbanks | Constitution Hall | REVITALIZE CONSTITUTION HALL FINISHES | 2054000 | 155535616 | 2054000 | 155535616 | Fairbanks | 5-C
| University of Alaska Fairbanks | Constitution Hall | Elevator :The scope of work is to install a new elevator within the existing building foot print in the area near existing elevator/sprinkler room. Constitution Hall was built in 1955 and the building is on the National Register for Historic Places. Installing the elevator within the existing building foot print will prevent alternations to the building’s historic appearance. Constitution Hall experiences high student traffic daily. It houses popular student functions that include bookstore, Alumni Office, Post Office, the barber and KSUA. However, the building only has a service rated elevator and a chairlift. The chair lift is not adequate or reliable. An elevator is needed because it is more reliable and capable to handle more passengers than a chairlift. | 1500000 | 157035616 | 1500000 | 157035616 | Fairbanks | 5-C
| University of Alaska Fairbanks | Duckering Building | UPGRADE HVAC CONTROLS AND HYDRONICS - EAST WING | 515000 | 157550616 | 515000 | 157550616 | Fairbanks | 5-C
| University of Alaska Fairbanks | Duckering Building | CREATE A PLAN OF ACTION AND COST ESTIMATE TO REPAIR AND REPLACE BROKEN OR DAMAGED EGRESS DOORS, WELDED THE KNOCK-DOWN DOOR JAMBS AS NEEDED, AND REDUCE THE NUMBER OF FIRE DOORS (INSTALLED BECAUSE OF TRAVEL DISTANCE) AS NEEDED TO STAIRWELLS AND CORRIDORS. PROJECT WILL ADDRESS APPROXIMATELY 94 DOORS WITH FIRE CODE DEFICIENCIES AND SERIOUS MAINTENANCE ISSUES. IT IS INCREASINGLY DIFFICULT AND COSTLY FOR FACILITY SERVICES TO MAINTAIN OPERATION OF THESE EGRESS DOORS DUE TO ISSUES SUCH AS BROKEN HINGES AND LATCHES, DOOR DELAMINATIONS, AND DOOR MISALIGN,ENT. FIRE DOORS ARE RATED AS A SYSTEM. TO MAINTAIN THE RATING, THE ENTIRE DOOR, JAMB, AND HARDWARE ACCESSORIES MUST BE REPLACED TOGETHER. | 50000 | 157600616 | 50000 | 157600616 | Fairbanks | 5-C
| University of Alaska Fairbanks | Duckering Building | WALL GLASS REPLACEMENT AND VAPOR RETARDER IMPROVEMENTS (EAST WALL OF 1985 ADDITION) | 1800000 | 159400616 | 1800000 | 159400616 | Fairbanks | 5-C
| University of Alaska Fairbanks | Duckering Building | COMPLETE VENTILATION UPGRADE - NORTH WING | 1135000 | 160535616 | 1135000 | 160535616 | Fairbanks | 5-C
| University of Alaska Fairbanks | Duckering Building | HEAT RECOVERY SYSTEM UPGRADE | 30000 | 160565616 | 30000 | 160565616 | Fairbanks | 5-C
| University of Alaska Fairbanks | Duckering Building | REPLACE ROOF IN THE I985 ADDITION | 500000 | 161065616 | 500000 | 161065616 | Fairbanks | 5-C
| University of Alaska Fairbanks | Duckering Building | THE RESTROOM FINISHES ARE OUTDATED AND NEED REFURBISHMENT IN 6 OF THE RESTROOMS IN THE 1985 ADDITION AT 175K EACH. | 1050000 | 162115616 | 1050000 | 162115616 | Fairbanks | 5-C
| University of Alaska Fairbanks | Duckering Building | BACKFILL RENEWAL | 4500000 | 166615616 | 4500000 | 166615616 | Fairbanks | 5-C
| University of Alaska Fairbanks | Duckering Building | REPLACE LAB SERVICE FIXTURES AND COUNTERS- EAST WING | 284000 | 166899616 | 284000 | 166899616 | Fairbanks | 5-C
| University of Alaska Fairbanks | Duckering Building | A BUILDING CODE STUDY IS NEEDED TO DETERMINE THE REQUIREMENTS FOR FIRE-SMOKE DAMPERS (FSD) AND FIRE WALL BARRIERS TO DETERMINE IF THE FIRE-SMOKE DAMPERS NEED REPLACING OR ELIMINATION AND PROVIDE TPC. | 30000 | 166929616 | 30000 | 166929616 | Fairbanks | 5-C
| University of Alaska Fairbanks | Eielson Building | Building does not have emergency lighting | 225000 | 167154616 | 225000 | 167154616 | Fairbanks | 5-C
| University of Alaska Fairbanks | Eielson Building | ABATE ASBESTOS-FINISHES AND PIPE INSULATION | 400000 | 167554616 | 400000 | 167554616 | Fairbanks | 5-C
| University of Alaska Fairbanks | Eielson Building | This project will install a building HVAC system. Eielson does not have building wide HVAC system. Some of the offices have window units. | 4400000 | 171954616 | 4400000 | 171954616 | Fairbanks | 5-C
| University of Alaska Fairbanks | Eielson Building | Scope of work should be done with north drain between Gruening and Eielson | 212000 | 172166616 | 212000 | 172166616 | Fairbanks | 5-C
| University of Alaska Fairbanks | Eielson Building | Storm Drain Repair: Correct site drainage at the north Eielson exit | 150000 | 172316616 | 150000 | 172316616 | Fairbanks | 5-C
| University of Alaska Fairbanks | Eielson Building | Install building envelope insulation and VB Scope of work to be included with Signers | 2100000 | 174416616 | 2100000 | 174416616 | Fairbanks | 5-C
| University of Alaska Fairbanks | Elvey Building | 24/7 SERVER RELOCATION | 2500000 | 176916616 | 2500000 | 176916616 | Fairbanks | 5-C
| University of Alaska Fairbanks | Elvey Building | CONCRETE AND ROCKS FALLING OFF THE GI FLOWER BED | 50000 | 176966616 | 50000 | 176966616 | Fairbanks | 5-C
| University of Alaska Fairbanks | Elvey Building | INSTALL EMERGENCY EGRESS LIGHTING | 1500000 | 178466616 | 1500000 | 178466616 | Fairbanks | 5-C
| University of Alaska Fairbanks | Elvey Building | ADA RENOVATIONS | 1387086 | 179853702 | 1387086 | 179853702 | Fairbanks | 5-C
| University of Alaska Fairbanks | Elvey Building | INSTALL EMERGENCY BACK-UP POWER | 2000000 | 181853702 | 2000000 | 181853702 | Fairbanks | 5-C
| University of Alaska Fairbanks | Elvey Building | INSTALL HEAT RECOVERY SYSTEM | 1798225 | 183651927 | 1798225 | 183651927 | Fairbanks | 5-C
| University of Alaska Fairbanks | Elvey Building | INSTALL VIDEO SURVEILLANCE SYSTEM | 300300 | 183952227 | 300300 | 183952227 | Fairbanks | 5-C
| University of Alaska Fairbanks | Elvey Building | MECHANICAL CODE CORRECTIONS | 1619000 | 185571227 | 1619000 | 185571227 | Fairbanks | 5-C
| University of Alaska Fairbanks | Elvey Building | REPLACE FIRE ALARM SYSTEM | 2202880 | 187774107 | 2202880 | 187774107 | Fairbanks | 5-C
| University of Alaska Fairbanks | Elvey Building | REPLACE SPRINKLER SYSTEM | 2220790 | 189994897 | 2220790 | 189994897 | Fairbanks | 5-C
| University of Alaska Fairbanks | Elvey Building | SEISMIC BRACE CEILINGS AND EQUIPMENT ELVEY | 2000000 | 191994897 | 2000000 | 191994897 | Fairbanks | 5-C
| University of Alaska Fairbanks | Elvey Building | STRUCTURAL IMPROVEMENTS FOR BUILDING SEISMIC/SATELLITE DISH SUPPORT | 6500000 | 198494897 | 6500000 | 198494897 | Fairbanks | 5-C
| University of Alaska Fairbanks | Elvey Building | ASBESTOS ABATEMENT - FIRE PROOFING | 3000000 | 201494897 | 3000000 | 201494897 | Fairbanks | 5-C
| University of Alaska Fairbanks | Elvey Building | ASBESTOS ABATEMENT-TILE | 600000 | 202094897 | 600000 | 202094897 | Fairbanks | 5-C
| University of Alaska Fairbanks | Elvey Building | DOORS AND HARDWARE REPLACEMENT | 2330000 | 204424897 | 2330000 | 204424897 | Fairbanks | 5-C
| University of Alaska Fairbanks | Elvey Building | ELVEY COOLING-LONG TERM | 1000000 | 205424897 | 1000000 | 205424897 | Fairbanks | 5-C
| University of Alaska Fairbanks | Elvey Building | EXTERIOR BUILDING WALKING DECK AND STAIR REPAIRS | 1050000 | 206474897 | 1050000 | 206474897 | Fairbanks | 5-C
| University of Alaska Fairbanks | Elvey Building | EXTERIOR BUILDING RENOVATIONS | 11912000 | 218386897 | 11912000 | 218386897 | Fairbanks | 5-C
| University of Alaska Fairbanks | Elvey Building | HIGH VOLTAGE SF6 SWITCH | 350000 | 218736897 | 350000 | 218736897 | Fairbanks | 5-C
| University of Alaska Fairbanks | Elvey Building | LAB CODE CORRECTIONS | 454000 | 219190897 | 454000 | 219190897 | Fairbanks | 5-C
| University of Alaska Fairbanks | Elvey Building | RENEW ALL FINISHES | 5800000 | 224990897 | 5800000 | 224990897 | Fairbanks | 5-C
| University of Alaska Fairbanks | Elvey Building | REPAIR SITE IMPROVEMENTS ELVEY | 500000 | 225490897 | 500000 | 225490897 | Fairbanks | 5-C
| University of Alaska Fairbanks | Elvey Building | REPLACE AIR HANDLING SYSTEM | 2636610 | 228127507 | 2636610 | 228127507 | Fairbanks | 5-C
| University of Alaska Fairbanks | Elvey Building | REPLACE DATA/TELECOM SYSTEM | 3700840 | 231828347 | 3700840 | 231828347 | Fairbanks | 5-C
| University of Alaska Fairbanks | Elvey Building | REPLACE DOMESTIC WATER PIPING | 441449.61 | 232269796.61 | 441449.61 | 232269796.61 | Fairbanks | 5-C
| University of Alaska Fairbanks | Elvey Building | REPLACE ELECTRICAL DISTRIBUTION SYSTEM | 7508215 | 239778011.61 | 7508215 | 239778011.61 | Fairbanks | 5-C
| University of Alaska Fairbanks | Elvey Building | REPLACE ELECTRICAL SWITCHES AND OUTLETS | 2649890 | 242427901.61 | 2649890 | 242427901.61 | Fairbanks | 5-C
| University of Alaska Fairbanks | Elvey Building | REPLACE ELEVATORS (2) | 400400 | 242828301.61 | 400400 | 242828301.61 | Fairbanks | 5-C
| University of Alaska Fairbanks | Elvey Building | REPLACE FURNISHINGS ELVEY | 1300000 | 244128301.61 | 1300000 | 244128301.61 | Fairbanks | 5-C
| University of Alaska Fairbanks | Elvey Building | REPLACE HYDRONIC HEATING SYSTEM | 3700840 | 247829141.61 | 3700840 | 247829141.61 | Fairbanks | 5-C
| University of Alaska Fairbanks | Elvey Building | REPLACE LAB CASEWORK | 3268980 | 251098121.61 | 3268980 | 251098121.61 | Fairbanks | 5-C
| University of Alaska Fairbanks | Elvey Building | REPLACE VENTILATION SYSTEM | 1798225 | 252896346.61 | 1798225 | 252896346.61 | Fairbanks | 5-C
| University of Alaska Fairbanks | Elvey Building | REPLACE WATER LINES & EQUIPMENT | 3700840 | 256597186.61 | 3700840 | 256597186.61 | Fairbanks | 5-C
| University of Alaska Fairbanks | Elvey Building | REVITALIZE OBSOLETE SPACES | 5000000 | 261597186.61 | 5000000 | 261597186.61 | Fairbanks | 5-C
| University of Alaska Fairbanks | Ester Dome Observatory | VENTILATION AND COOLING INSTALLMENT | 75000 | 261672186.61 | 75000 | 261672186.61 | Ester | 4-B
| University of Alaska Fairbanks | Ester Dome Observatory | INTERIOR AND EXTERIOR LIGHTING UPGRADE | 10000 | 261682186.61 | 10000 | 261682186.61 | Ester | 4-B
| University of Alaska Fairbanks | Ester Dome Observatory | BLDG. RESIDING | 70000 | 261752186.61 | 70000 | 261752186.61 | Ester | 4-B
| University of Alaska Fairbanks | FA/Theatre/KUAC/GH | REPLACE STOREFRONT ON THE WEST SIDE. FS RECIEVES CALLS ON THESE DOORS FOR REPAIRS AND MAINTENANCE. REPLACE WITH STANDARD DOORS. | 300000 | 262052186.61 | 300000 | 262052186.61 | Fairbanks | 5-C
| University of Alaska Fairbanks | FA/Theatre/KUAC/GH | EMERGENCY LIGHTING SYSTEM REPLACEMENT | 161000 | 262213186.61 | 161000 | 262213186.61 | Fairbanks | 5-C
| University of Alaska Fairbanks | FA/Theatre/KUAC/GH | Provide cold storage. Work with User to determined need and size | 456000 | 262669186.61 | 456000 | 262669186.61 | Fairbanks | 5-C
| University of Alaska Fairbanks | FA/Theatre/KUAC/GH | ASBESTOS ABATEMENT | 855000 | 263524186.61 | 855000 | 263524186.61 | Fairbanks | 5-C
| University of Alaska Fairbanks | FA/Theatre/KUAC/GH | PROVIDE A MODERN AV DISTRIBUTION INFRASTRUCTURE. PROVIDE A FULLY FUNCTIONING ASSISTIVE LISTENING SYSTEM- HEARING LOOP. | 173000 | 263697186.61 | 173000 | 263697186.61 | Fairbanks | 5-C
| University of Alaska Fairbanks | FA/Theatre/KUAC/GH | EMERGENCY LIGHTING UPGRADE | 22456 | 263719642.61 | 22456 | 263719642.61 | Fairbanks | 5-C
| University of Alaska Fairbanks | FA/Theatre/KUAC/GH | RENOVATE OBSOLETE SALISBURY THEATER | 25000000 | 288719642.61 | 25000000 | 288719642.61 | Fairbanks | 5-C
| University of Alaska Fairbanks | FA/Theatre/KUAC/GH | FIRE SUPPRESSION IMPROVEMENTS | 97000 | 288816642.61 | 97000 | 288816642.61 | Fairbanks | 5-C
| University of Alaska Fairbanks | FA/Theatre/KUAC/GH | THIS INCLUDES IMPROVEMENT TO THE TRAP ROOM SPACE FOR STORAGE THAT DOES NOT COMPLY WITH CURRENT CODE AS IT IS NOT FIRE-SEPERATED FROM THE STAGE. PROVIDE 2 HOUR SEPERATION FROM TRAP ROOM. STAIRS TO THE PIT LIFT ORCHESTRA LEVEL ACCESS DOOR ARE COMBUSTIBLE CONSTRUCTION. | 180000 | 288996642.61 | 180000 | 288996642.61 | Fairbanks | 5-C
| University of Alaska Fairbanks | FA/Theatre/KUAC/GH | STAGE SMOKE VENTILATION INSTALLATION | 45721 | 289042363.61 | 45721 | 289042363.61 | Fairbanks | 5-C
| University of Alaska Fairbanks | FA/Theatre/KUAC/GH | FIRE ALARM SYSTEM REPLACEMENT | 178871 | 289221234.61 | 178871 | 289221234.61 | Fairbanks | 5-C
| University of Alaska Fairbanks | FA/Theatre/KUAC/GH | REVITALIZE FINISHES TO INCLUDE FLOORING, CEILINGS, AND WALLS AS NEEDED. | 1496860 | 290718094.61 | 1496860 | 290718094.61 | Fairbanks | 5-C
| University of Alaska Fairbanks | FA/Theatre/KUAC/GH | THE THERMAL ENVELOPE IS IN NEED OF REPLACEMENT TO IMPORVE THERMAL PERFORMANCE, INDOOR AIR QUALITY, AND OVERALL TIGHTNESS OF THE BUILDING THAT WILL RESULT IN EFFICIENT HVAC SYSTEM AND ENERGY SAVINGS. | 927333 | 291645427.61 | 927333 | 291645427.61 | Fairbanks | 5-C
| University of Alaska Fairbanks | FA/Theatre/KUAC/GH | REVITALIZE FINISHES TO INCLUDE FLOORING, CEILINGS, AND WALLS AS NEEDED. | 1605000 | 293250427.61 | 1605000 | 293250427.61 | Fairbanks | 5-C
| University of Alaska Fairbanks | FA/Theatre/KUAC/GH | ASBESTOS ABATEMENT | 437108 | 293687535.61 | 437108 | 293687535.61 | Fairbanks | 5-C
| University of Alaska Fairbanks | FA/Theatre/KUAC/GH | REPLACE PHOENIX PNEUMATIC VALVE ACTUATORS, CONTROLS, AND THERMOSTATS WITH SIEMENS ACTUATORS IN TWO PHASES. PHOENIX PNEUMATIC VARIABLE AIR VOLUME VALVES (VAV) ARE EXPENSIVE TO OPERATE, PROBLEMATIC TO CONTROL AND MAINTAIN COMPARED TO DIGITAL VAVS. THE PHOENIX VAVS OPERATE ON PRESSURE BALANCE AND DO NOT MEASURE AIR FLOW. THIS MAKES IT DIFFICULT FOR THE HAVAC TECHNICIANS TO MONITOR AND ADJUST AIR FLOW TO INDIVIDUAL SPACES IN THE BUILDING. THE PHOENIX PNEUMATIC HAVA CONTROLS ARE OBSOLETE AND NEED TO BE REPLACED WITH A DIGITAL FORMAT. DIRECT DIGITAL CONTROLS (DDC) ARE MORE RELIABLE, PROVIDE GREATER ONTROL AND MONITORING, WHILE IMPROVING OVERALL BUILDING ENERGY EFFICIENCY. | 3403000 | 297090535.61 | 3403000 | 297090535.61 | Fairbanks | 5-C
| University of Alaska Fairbanks | FA/Theatre/KUAC/GH | REPLACE THE EXISTING WOOD 2X4 RAILINGS WITH STEEL DESIGNED TO COMPLY WITH CURRENT RAILING OUTWARD FORCE REQUIREMENTS. PROVIDE A CODE COMPLIANT FALL-PROTECTED ROUTE OF TRAVEL TO THE GRID IRON. THE STRUCTURAL ENGINEER SHOULD REVIEW THE EXISTING LOAD CAPACITY. PROVIDE SIGNAGE INDICATING SAFE WORKING LOAD CAPACITY OF THE LOFT BEAMS AND GRID DECK. | 67539 | 297158074.61 | 67539 | 297158074.61 | Fairbanks | 5-C
| University of Alaska Fairbanks | FA/Theatre/KUAC/GH | PROVIDE 2 HOUR FIRE SEPARATION BETWEEN STAGE & SEATING | 73613 | 297231687.61 | 73613 | 297231687.61 | Fairbanks | 5-C
| University of Alaska Fairbanks | FA/Theatre/KUAC/GH | REPLACE THE ORECHESTRA PIT LIFT. THE EXISTING LIFT IS OLD AND OBSOLETE. THIS INCLUDES THE REPAIR AND REPLACEMENT OF HYDRAULIC PISTONS AND ELECTRICAL CONTROL SYSTEM. | 335597 | 297567284.61 | 335597 | 297567284.61 | Fairbanks | 5-C
| University of Alaska Fairbanks | FA/Theatre/KUAC/GH | EXISTING AUDIENCE SEATING IS DATED AND IRREGULAR. THIS INCLUDES THE INSTALLATION OF NECESSARY HANDRAILS. | 119768 | 297687052.61 | 119768 | 297687052.61 | Fairbanks | 5-C
| University of Alaska Fairbanks | FA/Theatre/KUAC/GH | SALISBURY THEATER RIGGING REPLACMENT: THE CURRENT SYSTEM IS UN-CERTIFIABLE DUE TO OLD AGE. PROJECT WILL REPLACE/OVERHAUL THE BACKSTAGE RIGGING, PULLEYS, AND CABLING THAT OPERATE THE FLY AND LIGHTING. | 850000 | 298537052.61 | 850000 | 298537052.61 | Fairbanks | 5-C
| University of Alaska Fairbanks | FA/Theatre/KUAC/GH | REMOVE THE EXISTING ASBESTOS CURTAIN, SMOKE POCKETS, GUIDE TRACKS, AND RELATED RIGGING AND RELEASE SYSTEM. PROVIDE A NEW NON-ASBESTOS PROSCENIUM CURTAIN CONFORMING WITH IBC 410.3.5 AND NFPA 701. | 90000 | 298627052.61 | 90000 | 298627052.61 | Fairbanks | 5-C
| University of Alaska Fairbanks | FA/Theatre/KUAC/GH | UPGRADE ELECTRICAL SYSTEM FOR RELIABILITY AND ENERGY SAVINGS. PROVIDE POWER DISTRIBUTION REVISIONS CONSISTANCE WITH CURRENT CODE AND ELECTROMAGNETIC COMPATIBILITY CONSIDERATIONS. IN GENERAL, PROVIDE SEPARATE TRANSFORMERS FOR GENERAL LIGHTING IN THE AUDITORIUM AND RECEPTACLE LOADS. THIS INCLUDES INSTALLING THEATRICAL LAND ARCHITECTURAL LIGHTING DIMMERS, AN AUDIO-VIDEO SYSTEMS CLEAN, AND ISOLATED GROUND POWER. SOME OF THE STAGE LEGACY FIXTURES HAVE TYPE AA ASBESTOS FLEXIBLE LEADS. | 3000000 | 301627052.61 | 3000000 | 301627052.61 | Fairbanks | 5-C
| University of Alaska Fairbanks | FA/Theatre/KUAC/GH | SEISMIC BRACING FOR COUNTERWEIGHT RIGGING WALL | 67539 | 301694591.61 | 67539 | 301694591.61 | Fairbanks | 5-C
| University of Alaska Fairbanks | FA/Theatre/KUAC/GH | UPGRADE THE HVAC SYSTEM THAT INCLUDE AHU LIEBERT COOLING PUMPS. THE EXISTING HVAC SYSTEM IN THE SALISBURY THEATER PRODUCES LOUD NOISES IN THE DUCTWORK AND GRILLES. ON STAGE, THE BACKGROUND NOISE IS LOUD ENOUGH TO CONFLICT WITH ACTING, TEACHING, AND PERFORMANCE. PROVIDE THE REQUIRED STAGE VENTILATION BY ROOF VENTS OR SMOKE CONTROL PER IBC 410.3.7. | 3704247 | 305398838.61 | 3704247 | 305398838.61 | Fairbanks | 5-C
| University of Alaska Fairbanks | FA/Theatre/KUAC/GH | INVESTIGATE EXTERIOR SNOW MELT SYSTEM ON SOUTH SIDE. LOOK FOR GLACIERS, HEAT DRAIN AS NEEDED, AND CREATE CONCEPT DOCUMENTS AND COST ESTIMATE. | 10000 | 305408838.61 | 10000 | 305408838.61 | Fairbanks | 5-C
| University of Alaska Fairbanks | FA/Theatre/KUAC/GH | PROVIDE AN ACCESSIBLE MEANS TO THE CONTROL BOOTH. THIS WILL REQUIRE REFIGURING THE AUDIENCE CHAMBER AND ADDING AN ELEVATOR. | 260000 | 305668838.61 | 260000 | 305668838.61 | Fairbanks | 5-C
| University of Alaska Fairbanks | Farm Manager's House | FA SYSTEM UPGRADE | 7000 | 305675838.61 | 7000 | 305675838.61 | Fairbanks | 5-C
| University of Alaska Fairbanks | Farm Manager's House | BASEMENT WALL REPAIR | 25000 | 305700838.61 | 25000 | 305700838.61 | Fairbanks | 5-C
| University of Alaska Fairbanks | Farm Manager's House | ELECTRICAL SYSTEM UPGRADE | 7000 | 305707838.61 | 7000 | 305707838.61 | Fairbanks | 5-C
| University of Alaska Fairbanks | Farm Manager's House | HEATING SYSTEM UPGRADE | 21000 | 305728838.61 | 21000 | 305728838.61 | Fairbanks | 5-C
| University of Alaska Fairbanks | Farm Manager's House | PLUMBING SYSTEM UPGRADE | 16000 | 305744838.61 | 16000 | 305744838.61 | Fairbanks | 5-C
| University of Alaska Fairbanks | Feed Mill | ELECTRICAL CODE CORRECTIONS | 7000 | 305751838.61 | 7000 | 305751838.61 | Fairbanks | 5-C
| University of Alaska Fairbanks | Feed Mill | FA SYSTEM UPGRADE | 15000 | 305766838.61 | 15000 | 305766838.61 | Fairbanks | 5-C
| University of Alaska Fairbanks | Feed Mill | VENTILATION CODE CORRECTIONS | 25000 | 305791838.61 | 25000 | 305791838.61 | Fairbanks | 5-C
| University of Alaska Fairbanks | Forage Dryer | LIGHTING INSTALLATION | 7000 | 305798838.61 | 7000 | 305798838.61 | Fairbanks | 5-C
| University of Alaska Fairbanks | Forage Dryer | FORAGE DRYER SYSTEM UPGRADE | 9000 | 305807838.61 | 9000 | 305807838.61 | Fairbanks | 5-C
| University of Alaska Fairbanks | Forestry Research Building | REMODEL KITCHEN FOR CODE COMPLIANCE/HOODS, FIRE SUPPRESSION | 161000 | 305968838.61 | 161000 | 305968838.61 | Fairbanks | 5-C
| University of Alaska Fairbanks | Forestry Research Building | HVAC SYSTEM REPLACEMENT | 1273000 | 307241838.61 | 1273000 | 307241838.61 | Fairbanks | 5-C
| University of Alaska Fairbanks | Forestry Research Building | SWITCHGEAR REPLACEMENT AND ELECTRICAL DISTRIBUTION UPDATE | 256000 | 307497838.61 | 256000 | 307497838.61 | Fairbanks | 5-C
| University of Alaska Fairbanks | Forestry Research Building | EXTERIOR BUILDING FINISHES REPLACEMENT | 251000 | 307748838.61 | 251000 | 307748838.61 | Fairbanks | 5-C
| University of Alaska Fairbanks | Forestry Research Building | UPGRADE THE BUILDING FRONT TO BE ADA ACCESSIBLE. | 122000 | 307870838.61 | 122000 | 307870838.61 | Fairbanks | 5-C
| University of Alaska Fairbanks | Forestry Research Building | UAF FACILITIES SERVICES MANAGES THE OPERATION AND MAINTENANCE OF A FLEET OF MORE THAN 70 ELEVATORS AND LIFTS WITH AN AVERAGE LIFE OF OVER 35 YEARS. ELEVATORS ARE GENERALLY VIEWED AS A 50 TO 75 YEAR LIFETIME. COMPONENTS USUALLY REQUIRE A MAJOR UPGRADE AT 25 TO 35 YEARS. THE ELEVATOR MODERNIZATION WORK PLAN, DEVELOPED IN FY-01,WAS THE BEGINNING OF A MULTI-YEAR PROGRAM TO PROVIDE CODE, SAFETY, AND MODERNIZATION WORK FOR THE ENTIRE ELEVATOR FLEET. FROM FY-O1 TO THE PRESENT, ABOUT 25 ELEVATORS HAVE HAD PARTIAL UPGRADES OR TOTAL MODERNIZATION/ MODERNIZATION IS AN INDUSTRY TERM, WHCIH, IN GENERAL, MEANS UPGRADING ELEVATOR CONTROLLERS, ELEVATOR MOTORS, AND ASSOCIATED EQUIPMENT TO MODERN CODE, SAFETY, AND INDUSTRY STANDARDS. IMPROVEMENTS INCLUDE ADA COMPLIANT FIXTURE INSTALLATION, SEISMIC PROCTECTION SYSTEM RETROFITS, FIRE SERVICE UPGRADE, AND CAB AND DOOR REPLACEMENT. THIS REQUEST REPRESENTS THE LATEST INSTALLMENT OF THE MULTI-YEAR ONGOING MODERNIZATION PLAN. | 482000 | 308352838.61 | 482000 | 308352838.61 | Fairbanks | 5-C
| University of Alaska Fairbanks | Forestry Research Building | INTERIOR BUILDING FINISHES REPLACEMENT | 345000 | 308697838.61 | 345000 | 308697838.61 | Fairbanks | 5-C
| University of Alaska Fairbanks | Forestry Research Building | REPLACE WOOD SASH WINDOWS | 161000 | 308858838.61 | 161000 | 308858838.61 | Fairbanks | 5-C
| University of Alaska Fairbanks | Four-Plex Apartment | UPGRADE 4 RESTROOMS AND KITCHEN @ $75K PER UNIT | 200000 | 309058838.61 | 200000 | 309058838.61 | Seward | 29-O
| University of Alaska Fairbanks | Four-Plex Apartment | Boiler upgrades | 15000 | 309073838.61 | 15000 | 309073838.61 | Seward | 29-O
| University of Alaska Fairbanks | Garage/Warehouse | MISC. | 17437.14 | 309091275.75 | 17437.14 | 309091275.75 | Homer | 31-P
| University of Alaska Fairbanks | Garden Apartments I | REPAIR SIDEWALKS | 8000 | 309099275.75 | 8000 | 309099275.75 | Fairbanks | 5-C
| University of Alaska Fairbanks | Garden Apartments I | REPLACE 3' X 6'-8" EXTERIOR DOOR | 10000 | 309109275.75 | 10000 | 309109275.75 | Fairbanks | 5-C
| University of Alaska Fairbanks | Garden Apartments I | REPLACE CERAMIC FLOOR TILE | 9000 | 309118275.75 | 9000 | 309118275.75 | Fairbanks | 5-C
| University of Alaska Fairbanks | Garden Apartments I | REPLACE FIXTURES, BATHROOMS | 15000 | 309133275.75 | 15000 | 309133275.75 | Fairbanks | 5-C
| University of Alaska Fairbanks | Garden Apartments I | REPLACE INTERIOR DOORS | 37000 | 309170275.75 | 37000 | 309170275.75 | Fairbanks | 5-C
| University of Alaska Fairbanks | Garden Apartments I | REROOF | 50000 | 309220275.75 | 50000 | 309220275.75 | Fairbanks | 5-C
| University of Alaska Fairbanks | Garden Apartments II | ELECTRICAL DISTRIBUTION CODE CORRECTIONS/GROUNDING | 55000 | 309275275.75 | 55000 | 309275275.75 | Fairbanks | 5-C
| University of Alaska Fairbanks | Garden Apartments II | REROOF 1,750SF @$60 | 105000 | 309380275.75 | 105000 | 309380275.75 | Fairbanks | 5-C
| University of Alaska Fairbanks | Garden Apartments II | REPAIR SIDEWALKS | 15000 | 309395275.75 | 15000 | 309395275.75 | Fairbanks | 5-C
| University of Alaska Fairbanks | Garden Apartments II | REPLACE 3' X 6'-8" EXTERIOR DOOR | 24000 | 309419275.75 | 24000 | 309419275.75 | Fairbanks | 5-C
| University of Alaska Fairbanks | Garden Apartments II | REPLACE ALL OTHER FLOORING | 43000 | 309462275.75 | 43000 | 309462275.75 | Fairbanks | 5-C
| University of Alaska Fairbanks | Garden Apartments II | REPLACE CERAMIC FLOOR TILE | 12000 | 309474275.75 | 12000 | 309474275.75 | Fairbanks | 5-C
| University of Alaska Fairbanks | Garden Apartments II | REPLACE FIXTURES, BATHROOMS | 116000 | 309590275.75 | 116000 | 309590275.75 | Fairbanks | 5-C
| University of Alaska Fairbanks | Garden Apartments II | REPLACE INTERIOR DOORS | 86000 | 309676275.75 | 86000 | 309676275.75 | Fairbanks | 5-C
| University of Alaska Fairbanks | General Multipurpose | UPGRADE FARM BUILDING ELECTRICAL WORK | 19000 | 309695275.75 | 19000 | 309695275.75 | Delta | 9-E
| University of Alaska Fairbanks | General Multipurpose | UPGRADE FARM SITE LIGHTING | 39000 | 309734275.75 | 39000 | 309734275.75 | Delta | 9-E
| University of Alaska Fairbanks | Gruening Building | PERFORM A CODE CORRECTION STUDY FOR RETURN AIR AND PLUMBING SHAFT RATINGS. STUDY WILL INVESTIGATE THE REQUIREMENTS FOR FIRE-SMOKE RATINGS AND THE ASSOCIATED SCOPE OF REPAIRS AND CORRECTIONS AS WELL AS DEVELOP A COST ESTIMATE. | 30000 | 309764275.75 | 30000 | 309764275.75 | Fairbanks | 5-C
| University of Alaska Fairbanks | Gruening Building | DATA/COMM SYSTEM UPGRADE | 752000 | 310516275.75 | 752000 | 310516275.75 | Fairbanks | 5-C
| University of Alaska Fairbanks | Gruening Building | SEAL RATED WALL PENETRATIONS & 1-HOUR EXIT PATHWAYS INSTALLATION | 3411000 | 313927275.75 | 3411000 | 313927275.75 | Fairbanks | 5-C
| University of Alaska Fairbanks | Gruening Building | 2-HR RATED SEAL RATED SHAFT WALL INSTALLATION | 1000000 | 314927275.75 | 1000000 | 314927275.75 | Fairbanks | 5-C
| University of Alaska Fairbanks | Gruening Building | CLASSROOM SOUND ABATEMENT | 1605000 | 316532275.75 | 1605000 | 316532275.75 | Fairbanks | 5-C
| University of Alaska Fairbanks | Gruening Building | ENCLOSED DISPLAY BOARDS INSTALLATION | 33000 | 316565275.75 | 33000 | 316565275.75 | Fairbanks | 5-C
| University of Alaska Fairbanks | Gruening Building | RENOVATE BUILDING ENTRANCES AND VESTIBULE INCLUDING CARD SWIPES @$200K PER ENTRANCE | 800000 | 317365275.75 | 800000 | 317365275.75 | Fairbanks | 5-C
| University of Alaska Fairbanks | Gruening Building | HYDRONIC HEATING SYSTEM INSTALLATION | 3327000 | 320692275.75 | 3327000 | 320692275.75 | Fairbanks | 5-C
| University of Alaska Fairbanks | Gruening Building | INTRUSION DETECTION | 33000 | 320725275.75 | 33000 | 320725275.75 | Fairbanks | 5-C
| University of Alaska Fairbanks | Gruening Building | THIS CORRELATES TO TRAFFIC FLOW. | 2588000 | 323313275.75 | 2588000 | 323313275.75 | Fairbanks | 5-C
| University of Alaska Fairbanks | Gruening Building | ELECTRICAL SYSTEMS UPGRADES AND RECEPTACLE INSTALLATION | 3730000 | 327043275.75 | 3730000 | 327043275.75 | Fairbanks | 5-C
| University of Alaska Fairbanks | Gruening Building | RENOVATE WALL SYSTEMS TO THE UNDERSIDE OF STRUCTURE INCLUDING STC RATING OF GREATER THAN 55 | 6938000 | 333981275.75 | 6938000 | 333981275.75 | Fairbanks | 5-C
| University of Alaska Fairbanks | Gruening Building | (1M / FLOOR * 8 FLOORS) | 10000000 | 343981275.75 | 10000000 | 343981275.75 | Fairbanks | 5-C
| University of Alaska Fairbanks | Gruening Building | ADD NEW STAIR TOWER, THE MAIN STAIR HAS EGRESS ISSUES AND CODE COMPLIANCE ISSUES (STAIR WIDTH, HANDRAILS, AND GUARDRAILS). THE EXISTING MAIN STAIR SPACE WOULD BE USED FOR MECHANICAL/ELECTRICAL SPACE | 6500000 | 350481275.75 | 6500000 | 350481275.75 | Fairbanks | 5-C
| University of Alaska Fairbanks | Gruening Building | UPGRADE THE REMAINING RESTROOM ONS 1, 2, 6, 7 AND 8 FLOOR ON @$200K PER FLOOR | 1000000 | 351481275.75 | 1000000 | 351481275.75 | Fairbanks | 5-C
| University of Alaska Fairbanks | Gruening Building | RELOCATE LEVEL 3 VENDING AREA | 161000 | 351642275.75 | 161000 | 351642275.75 | Fairbanks | 5-C
| University of Alaska Fairbanks | Gruening Building | WATER COOLERS REPLACMENT | 84000 | 351726275.75 | 84000 | 351726275.75 | Fairbanks | 5-C
| University of Alaska Fairbanks | Gruening Building | EXTERIOR STAIR UPGRADE | 122000 | 351848275.75 | 122000 | 351848275.75 | Fairbanks | 5-C
| University of Alaska Fairbanks | Gruening Building | REPLACE EXTERIOR WINDOWS WITH INSULATED | 2510000 | 354358275.75 | 2510000 | 354358275.75 | Fairbanks | 5-C
| University of Alaska Fairbanks | Gruening Building | RENOVATE ELECTRIC ROOMS AND PROVIDE CODE-REQUIRED CLEARANCE BETWEEN OIT DATA PANELS AND ELECTRICAL PANELS. | 1100000 | 355458275.75 | 1100000 | 355458275.75 | Fairbanks | 5-C
| University of Alaska Fairbanks | Gruening Building | VENTILATION SYSTEMS INCLUDING PENTHOUSE | 7000000 | 362458275.75 | 7000000 | 362458275.75 | Fairbanks | 5-C
| University of Alaska Fairbanks | Gruening Building | THIS INCLUDES DOOR HARDWARE, CLASSROOM ACCOMMODATIONS, ETC. | 2697000 | 365155275.75 | 2697000 | 365155275.75 | Fairbanks | 5-C
| University of Alaska Fairbanks | Gruening Building | FIRE SPRINKLER SYSTEM UPGRADE | 251000 | 365406275.75 | 251000 | 365406275.75 | Fairbanks | 5-C
| University of Alaska Fairbanks | Gruening Building | VAPOR BARRIER CORRECTION | 5000000 | 370406275.75 | 5000000 | 370406275.75 | Fairbanks | 5-C
| University of Alaska Fairbanks | Halibut Cove Cabin | MISC. | 9121.56 | 370415397.31 | 9121.56 | 370415397.31 | Homer | 32-P
| University of Alaska Fairbanks | Harper Administration Building | CONSTRUCT SEWER LINE FROM HARPER TO COLLEGE UTILITIES | 500000 | 370915397.31 | 500000 | 370915397.31 | Fairbanks | 5-C
| University of Alaska Fairbanks | Harper Administration Building | ELECTRICAL REPAIR | 245000 | 371160397.31 | 245000 | 371160397.31 | Fairbanks | 5-C
| University of Alaska Fairbanks | Harper Administration Building | INTERIOR FINISHES UPGRADE, CARPET AND PAINTING | 55000 | 371215397.31 | 55000 | 371215397.31 | Fairbanks | 5-C
| University of Alaska Fairbanks | Harper Administration Building | REPLACE ENTRY PORCHES | 55000 | 371270397.31 | 55000 | 371270397.31 | Fairbanks | 5-C
| University of Alaska Fairbanks | Harper Administration Building | REPLACE WINDOWS | 200000 | 371470397.31 | 200000 | 371470397.31 | Fairbanks | 5-C
| University of Alaska Fairbanks | Harwood Hall | PAINT EXTERIOR SURFACES | 165000 | 371635397.31 | 165000 | 371635397.31 | Fairbanks | 5-C
| University of Alaska Fairbanks | Harwood Hall | RENOVATE ELECTRICAL SYSTEM | 720500 | 372355897.31 | 720500 | 372355897.31 | Fairbanks | 5-C
| University of Alaska Fairbanks | Harwood Hall | Exterior Doors: This project will replace the front and rear entrance storefronts. New storefront doors will be heavy duty type with continuous hinges. Both entrances shall have card reader access. Security cameras will be installed in both the front and rear vestibules. | 160000 | 372515897.31 | 160000 | 372515897.31 | Fairbanks | 5-C
| University of Alaska Fairbanks | Harwood Hall | REPLACE TRIM | 103000 | 372618897.31 | 103000 | 372618897.31 | Fairbanks | 5-C
| University of Alaska Fairbanks | Harwood Hall | REPLACE VINYL FLOOR COVERING/UNIT | 204000 | 372822897.31 | 204000 | 372822897.31 | Fairbanks | 5-C
| University of Alaska Fairbanks | Harwood Hall | REPLACE WINDOWS | 386000 | 373208897.31 | 386000 | 373208897.31 | Fairbanks | 5-C
| University of Alaska Fairbanks | Harwood Hall | SITE DRAINAGE REPAIRS | 90000 | 373298897.31 | 90000 | 373298897.31 | Fairbanks | 5-C
| University of Alaska Fairbanks | Health, Safety & Security | INSTALL EXTERIOR STAIR HANDRAILS | 64000 | 373362897.31 | 64000 | 373362897.31 | Fairbanks | 5-C
| University of Alaska Fairbanks | Health, Safety & Security | INSTALL VEHICLE GARAGE VENTILATION HSS | 125000 | 373487897.31 | 125000 | 373487897.31 | Fairbanks | 5-C
| University of Alaska Fairbanks | Health, Safety & Security | ELECTRICAL SYSTEM CODE CORRECTIONS HSS | 1150000 | 374637897.31 | 1150000 | 374637897.31 | Fairbanks | 5-C
| University of Alaska Fairbanks | Health, Safety & Security | INSTALL GARAGE OSW HSS | 75000 | 374712897.31 | 75000 | 374712897.31 | Fairbanks | 5-C
| University of Alaska Fairbanks | Health, Safety & Security | RELOCATE TV EQUIPMENT HSS | 33000 | 374745897.31 | 33000 | 374745897.31 | Fairbanks | 5-C
| University of Alaska Fairbanks | Health, Safety & Security | REPLACE RESILIENT FLOORING HSS | 125000 | 374870897.31 | 125000 | 374870897.31 | Fairbanks | 5-C
| University of Alaska Fairbanks | Health, Safety & Security | REVITALIZE OLD PATIENT ROOMS HSS | 475000 | 375345897.31 | 475000 | 375345897.31 | Fairbanks | 5-C
| University of Alaska Fairbanks | Health, Safety & Security | REVITALIZE ROOM FINISHES HSS | 450000 | 375795897.31 | 450000 | 375795897.31 | Fairbanks | 5-C
| University of Alaska Fairbanks | Health, Safety & Security | UPGRADE DATA SYSTEM HSS | 257000 | 376052897.31 | 257000 | 376052897.31 | Fairbanks | 5-C
| University of Alaska Fairbanks | Health, Safety & Security | UPGRADE FA SYSTEM HSS | 113000 | 376165897.31 | 113000 | 376165897.31 | Fairbanks | 5-C
| University of Alaska Fairbanks | Health, Safety & Security | REPAIR HVAC SYSTEMS HSS | 1392000 | 377557897.31 | 1392000 | 377557897.31 | Fairbanks | 5-C
| University of Alaska Fairbanks | Health, Safety & Security | REPLACE ACM COUNTER TOP HSS | 35000 | 377592897.31 | 35000 | 377592897.31 | Fairbanks | 5-C
| University of Alaska Fairbanks | Health, Safety & Security | REPLACE ACM FLOORING AND MASTIC HSS | 180000 | 377772897.31 | 180000 | 377772897.31 | Fairbanks | 5-C
| University of Alaska Fairbanks | Health, Safety & Security | SEISMIC BRACE CEILING SYSTEMS HSS | 38000 | 377810897.31 | 38000 | 377810897.31 | Fairbanks | 5-C
| University of Alaska Fairbanks | Health, Safety & Security | UPGRADE PLUMBING HSS | 238000 | 378048897.31 | 238000 | 378048897.31 | Fairbanks | 5-C
| University of Alaska Fairbanks | Herder's Residence | FIXTURES AND FINISHES REFURBISHMENT | 58000 | 378106897.31 | 58000 | 378106897.31 | Fairbanks | 5-C
| University of Alaska Fairbanks | Hess Commons | Utilities Sewer Upgrade: Complete the new gravity sewer line from Hess Village lift station to CH13 on North Chandlar. Project will eliminate the need for the high maintenance lift station and the long thin walled steel force main running from HV to the manhole at MBS. Design is currently at 35% | 2500000 | 380606897.31 | 2500000 | 380606897.31 | Fairbanks | 5-C
| University of Alaska Fairbanks | Hess Commons | ADA RESTROOM | 440000 | 381046897.31 | 440000 | 381046897.31 | Fairbanks | 5-C
| University of Alaska Fairbanks | Hess Commons | REPAIR ROOF DRAINAGE | 172000 | 381218897.31 | 172000 | 381218897.31 | Fairbanks | 5-C
| University of Alaska Fairbanks | Hess Commons | INSTALL A/C SYSTEM | 1500000 | 382718897.31 | 1500000 | 382718897.31 | Fairbanks | 5-C
| University of Alaska Fairbanks | Hess Commons | RECAULK EXTERIOR | 31000 | 382749897.31 | 31000 | 382749897.31 | Fairbanks | 5-C
| University of Alaska Fairbanks | Hess Commons | REPAIR ENTRY ROOF OVERHANG | 43000 | 382792897.31 | 43000 | 382792897.31 | Fairbanks | 5-C
| University of Alaska Fairbanks | Hess Commons | REPAIR ROOF SOFFIT | 31000 | 382823897.31 | 31000 | 382823897.31 | Fairbanks | 5-C
| University of Alaska Fairbanks | Hess Commons | REPLACE ANTIQUE ELECTRICAL PANELS, SERVICE, DISTRIBUTION (ALL MBS) | 2718000 | 385541897.31 | 2718000 | 385541897.31 | Fairbanks | 5-C
| University of Alaska Fairbanks | Hess Commons | REPLACE EMERGENCY LIGHTING | 177000 | 385718897.31 | 177000 | 385718897.31 | Fairbanks | 5-C
| University of Alaska Fairbanks | Hess Commons | REPLACE EXTERIOR DOORS | 85000 | 385803897.31 | 85000 | 385803897.31 | Fairbanks | 5-C
| University of Alaska Fairbanks | Hess Commons | REPLACE PUMP DISCONNECT/STARTERS | 31000 | 385834897.31 | 31000 | 385834897.31 | Fairbanks | 5-C
| University of Alaska Fairbanks | Hess Commons | REPLACE REFRIGERATION UNIT | 190000 | 386024897.31 | 190000 | 386024897.31 | Fairbanks | 5-C
| University of Alaska Fairbanks | Hess Commons | REPLACE WINDOWS | 170000 | 386194897.31 | 170000 | 386194897.31 | Fairbanks | 5-C
| University of Alaska Fairbanks | Hess Commons | REROOF | 300000 | 386494897.31 | 300000 | 386494897.31 | Fairbanks | 5-C
| University of Alaska Fairbanks | Hess Commons | HVAC REPAIRS | 900000 | 387394897.31 | 900000 | 387394897.31 | Fairbanks | 5-C
| University of Alaska Fairbanks | Hess Commons | REFINISH INTERIOR WALLS, FLOORS | 354000 | 387748897.31 | 354000 | 387748897.31 | Fairbanks | 5-C
| University of Alaska Fairbanks | Hess Commons | REPAIR ACOUSTIC CEILING (ABATE ACM CEILING ABOVE) | 104000 | 387852897.31 | 104000 | 387852897.31 | Fairbanks | 5-C
| University of Alaska Fairbanks | Hess Commons | REPAIR ROCK FACADE | 116000 | 387968897.31 | 116000 | 387968897.31 | Fairbanks | 5-C
| University of Alaska Fairbanks | Hess Commons | REPAIR WATER DISTRIBUTION SYSTEM | 202000 | 388170897.31 | 202000 | 388170897.31 | Fairbanks | 5-C
| University of Alaska Fairbanks | Hess Commons | REPLACE LIGHTING FIXTURES | 153000 | 388323897.31 | 153000 | 388323897.31 | Fairbanks | 5-C
| University of Alaska Fairbanks | Hess Commons | REPLACE RESTROOM FIXTURES | 80000 | 388403897.31 | 80000 | 388403897.31 | Fairbanks | 5-C
| University of Alaska Fairbanks | Hess Commons | REVITALIZE LOWER LEVEL RESTROOMS | 240000 | 388643897.31 | 240000 | 388643897.31 | Fairbanks | 5-C
| University of Alaska Fairbanks | Hess Village 751 | The drywall system and joint compound in each unit typical of building built in the 1970's have asbestos containing material. Estimate abatement is $60K per apartment unit. | 180000 | 388823897.31 | 180000 | 388823897.31 | Fairbanks | 5-C
| University of Alaska Fairbanks | Hess Village 751 | REPLACE HIGH PRESSURE SODIUM LIGHTS WITH LED'S | 8500 | 388832397.31 | 8500 | 388832397.31 | Fairbanks | 5-C
| University of Alaska Fairbanks | Hess Village 752 | REPLACE HIGH PRESSURE SODIUM LIGHTS WITH LED'S | 8500 | 388840897.31 | 8500 | 388840897.31 | Fairbanks | 5-C
| University of Alaska Fairbanks | Hess Village 753 | REPLACE HIGH PRESSURE SODIUM LIGHTS WITH LED'S | 8500 | 388849397.31 | 8500 | 388849397.31 | Fairbanks | 5-C
| University of Alaska Fairbanks | Hess Village 754 | REPLACE HIGH PRESSURE SODIUM LIGHTS WITH LED'S | 8500 | 388857897.31 | 8500 | 388857897.31 | Fairbanks | 5-C
| University of Alaska Fairbanks | Hess Village 755 | REPLACE HIGH PRESSURE SODIUM LIGHTS WITH LED'S | 8500 | 388866397.31 | 8500 | 388866397.31 | Fairbanks | 5-C
| University of Alaska Fairbanks | Hess Village 756 | REPLACE HIGH PRESSURE SODIUM LIGHTS WITH LED'S | 8500 | 388874897.31 | 8500 | 388874897.31 | Fairbanks | 5-C
| University of Alaska Fairbanks | Hess Village 757 | REPLACE HIGH PRESSURE SODIUM LIGHTS WITH LED'S | 8500 | 388883397.31 | 8500 | 388883397.31 | Fairbanks | 5-C
| University of Alaska Fairbanks | Hess Village 758 | REPLACE HIGH PRESSURE SODIUM LIGHTS WITH LED'S | 8500 | 388891897.31 | 8500 | 388891897.31 | Fairbanks | 5-C
| University of Alaska Fairbanks | Hess Village 759 | REPLACE HIGH PRESSURE SODIUM LIGHTS WITH LED'S | 8500 | 388900397.31 | 8500 | 388900397.31 | Fairbanks | 5-C
| University of Alaska Fairbanks | Hess Village 760 | REPLACE HIGH PRESSURE SODIUM LIGHTS WITH LED'S | 8500 | 388908897.31 | 8500 | 388908897.31 | Fairbanks | 5-C
| University of Alaska Fairbanks | Hess Village 761 | REPLACE HIGH PRESSURE SODIUM LIGHTS WITH LED'S | 8500 | 388917397.31 | 8500 | 388917397.31 | Fairbanks | 5-C
| University of Alaska Fairbanks | Hess Village 762 | REPLACE HIGH PRESSURE SODIUM LIGHTS WITH LED'S | 8500 | 388925897.31 | 8500 | 388925897.31 | Fairbanks | 5-C
| University of Alaska Fairbanks | Hess Village Community Center | REPLACE HIGH PRESSURE SODIUM LIGHTS WITH LED'S | 8500 | 388934397.31 | 8500 | 388934397.31 | Fairbanks | 5-C
| University of Alaska Fairbanks | Hood, Donald W (Bldg D) | CEILING AND LIGHTING UPGRADES | 183000 | 389117397.31 | 183000 | 389117397.31 | Seward | 29-O
| University of Alaska Fairbanks | Hood, Donald W (Bldg D) | LABORATORY FURNISHINGS REPLACEMENT | 40000 | 389157397.31 | 40000 | 389157397.31 | Seward | 29-O
| University of Alaska Fairbanks | Hood, Donald W (Bldg D) | RENOVATE ELECTRICAL SYSTEM | 272000 | 389429397.31 | 272000 | 389429397.31 | Seward | 29-O
| University of Alaska Fairbanks | Hood, Donald W (Bldg D) | RENOVATE FIRE ALARM SYSTEM | 94500 | 389523897.31 | 94500 | 389523897.31 | Seward | 29-O
| University of Alaska Fairbanks | Hood, Donald W (Bldg D) | RENOVATE MECHANICAL SYSTEM | 707100 | 390230997.31 | 707100 | 390230997.31 | Seward | 29-O
| University of Alaska Fairbanks | Hood, Donald W (Bldg D) | RENOVATE RESTROOMS | 181500 | 390412497.31 | 181500 | 390412497.31 | Seward | 29-O
| University of Alaska Fairbanks | Hood, Donald W (Bldg D) | REPLACE HOOD WET LAB CABINETS | 75000 | 390487497.31 | 75000 | 390487497.31 | Seward | 29-O
| University of Alaska Fairbanks | Hood, Donald W (Bldg D) | REPLACE WET LABS DRAIN | 60000 | 390547497.31 | 60000 | 390547497.31 | Seward | 29-O
| University of Alaska Fairbanks | Hood, Donald W (Bldg D) | REPLACE WINDOWS | 55000 | 390602497.31 | 55000 | 390602497.31 | Seward | 29-O
| University of Alaska Fairbanks | Hood, Donald W (Bldg D) | STRUCTURAL REPAIRS | 176764 | 390779261.31 | 176764 | 390779261.31 | Seward | 29-O
| University of Alaska Fairbanks | Hood, Donald W (Bldg D) | HVAC REPAIRS/ADD DDC SYSTEM | 725000 | 391504261.31 | 725000 | 391504261.31 | Seward | 29-O
| University of Alaska Fairbanks | Hood, Donald W (Bldg D) | RE-CARPET HOOD LAB OFFICES | 65000 | 391569261.31 | 65000 | 391569261.31 | Seward | 29-O
| University of Alaska Fairbanks | Hood, Donald W (Bldg D) | REVITALIZE SILVER LAB AND BUILDING ENVELOPE | 573100 | 392142361.31 | 573100 | 392142361.31 | Seward | 29-O
| University of Alaska Fairbanks | Hood, Donald W (Bldg D) | SITE REPAIRS | 113620 | 392255981.31 | 113620 | 392255981.31 | Seward | 29-O
| University of Alaska Fairbanks | Horticulture/Agronomy | CODE COMPLIANCE LIGHTING UPGRADE | 7000 | 392262981.31 | 7000 | 392262981.31 | Fairbanks | 5-C
| University of Alaska Fairbanks | Horticulture/Agronomy | PLUMBING CODE CORRECTIONS | 7000 | 392269981.31 | 7000 | 392269981.31 | Fairbanks | 5-C
| University of Alaska Fairbanks | Horticulture/Agronomy | GREENHOUSE FLOOR SLAB REFINISH | 45000 | 392314981.31 | 45000 | 392314981.31 | Fairbanks | 5-C
| University of Alaska Fairbanks | Horticulture/Agronomy | ACM LAB FINISHES REPLACEMENT | 115000 | 392429981.31 | 115000 | 392429981.31 | Fairbanks | 5-C
| University of Alaska Fairbanks | Horticulture/Agronomy | STRUCTURE UPDATE | 25000 | 392454981.31 | 25000 | 392454981.31 | Fairbanks | 5-C
| University of Alaska Fairbanks | Horticulture/Agronomy | FA SYSTEM UPGRADE | 11000 | 392465981.31 | 11000 | 392465981.31 | Fairbanks | 5-C
| University of Alaska Fairbanks | Horticulture/Agronomy | SITE IMPROVEMENT UPGRADE | 8000 | 392473981.31 | 8000 | 392473981.31 | Fairbanks | 5-C
| University of Alaska Fairbanks | Horticulture/Agronomy | WELL CLOSURE | 7000 | 392480981.31 | 7000 | 392480981.31 | Fairbanks | 5-C
| University of Alaska Fairbanks | Horticulture/Agronomy | HVAC UPGRADE | 18000 | 392498981.31 | 18000 | 392498981.31 | Fairbanks | 5-C
| University of Alaska Fairbanks | Horticulture/Agronomy | ELECTRICAL SYSTEMS CODE COMPLIANCE UPGRADE | 29000 | 392527981.31 | 29000 | 392527981.31 | Fairbanks | 5-C
| University of Alaska Fairbanks | Horticulture/Agronomy | ELECTRICAL SYSTEMS UPGRADE | 7000 | 392534981.31 | 7000 | 392534981.31 | Fairbanks | 5-C
| University of Alaska Fairbanks | Horticulture/Agronomy | LIGHTING UPGRADE | 7000 | 392541981.31 | 7000 | 392541981.31 | Fairbanks | 5-C
| University of Alaska Fairbanks | Horticulture/Agronomy | PLUMBING SYSTEMS UPGRADE | 7000 | 392548981.31 | 7000 | 392548981.31 | Fairbanks | 5-C
| University of Alaska Fairbanks | Horticulture/Agronomy | SHOP AND GREENHOUSE REROOFING | 100000 | 392648981.31 | 100000 | 392648981.31 | Fairbanks | 5-C
| University of Alaska Fairbanks | Horticulture/Agronomy | ADA TOILET/RESTROOM FACILITIES COMPLIANCE | 116000 | 392764981.31 | 116000 | 392764981.31 | Fairbanks | 5-C
| University of Alaska Fairbanks | Horticulture/Agronomy | ADA/EGRESS VERTICAL ACCESS | 78000 | 392842981.31 | 78000 | 392842981.31 | Fairbanks | 5-C
| University of Alaska Fairbanks | Howard Cutler Apt Complex 1 | REROOF | 365000 | 393207981.31 | 365000 | 393207981.31 | Fairbanks | 5-C
| University of Alaska Fairbanks | Howard Cutler Apt Complex 1 | REPAIR FAILING LOAD-BEARING WALLS/BEAMS | 284000 | 393491981.31 | 284000 | 393491981.31 | Fairbanks | 5-C
| University of Alaska Fairbanks | Howard Cutler Apt Complex 1 | REPLACE DETERIORATING EXTERIOR LIGHTING | 28000 | 393519981.31 | 28000 | 393519981.31 | Fairbanks | 5-C
| University of Alaska Fairbanks | Howard Cutler Apt Complex 1 | UPGRADE INTERIOR LIGHTING | 32000 | 393551981.31 | 32000 | 393551981.31 | Fairbanks | 5-C
| University of Alaska Fairbanks | Howard Cutler Apt Complex 1 | Cutler Apartment Complex: Continue exterior window replacement until complete. The Cutler Apartment Complex has approximately 600 windows. The original windows were of poor quality and were poorly installed. Residents frequently complain of drafty units. Approximately 200 have been replaced. TPC estimate of $2.5M. | 204000 | 393755981.31 | 204000 | 393755981.31 | Fairbanks | 5-C
| University of Alaska Fairbanks | Howard Cutler Apt Complex 2 | REROOF | 520000 | 394275981.31 | 520000 | 394275981.31 | Fairbanks | 5-C
| University of Alaska Fairbanks | Howard Cutler Apt Complex 2 | REPAIR FAILING LOAD-BEARING WALLS/BEAMS | 284000 | 394559981.31 | 284000 | 394559981.31 | Fairbanks | 5-C
| University of Alaska Fairbanks | Howard Cutler Apt Complex 2 | REPLACE DETERIORATING EXTERIOR LIGHTING | 28000 | 394587981.31 | 28000 | 394587981.31 | Fairbanks | 5-C
| University of Alaska Fairbanks | Howard Cutler Apt Complex 2 | INSTALL FIRE SPRINKLERS | 185000 | 394772981.31 | 185000 | 394772981.31 | Fairbanks | 5-C
| University of Alaska Fairbanks | Howard Cutler Apt Complex 2 | Cutler Apartment Complex: Continue exterior window replacement until complete. The Cutler Apartment Complex has approximately 600 windows. The original windows were of poor quality and were poorly installed. Residents frequently complain of drafty units. Approximately 200 have been replaced. TPC estimate of $2.5M. | 204000 | 394976981.31 | 204000 | 394976981.31 | Fairbanks | 5-C
| University of Alaska Fairbanks | Howard Cutler Apt Complex 2 | UPGRADE INTERIOR LIGHTING | 32000 | 395008981.31 | 32000 | 395008981.31 | Fairbanks | 5-C
| University of Alaska Fairbanks | Howard Cutler Apt Complex 3 | REROOF | 350000 | 395358981.31 | 350000 | 395358981.31 | Fairbanks | 5-C
| University of Alaska Fairbanks | Howard Cutler Apt Complex 3 | REPAIR FAILING LOAD-BEARING WALLS/BEAMS | 284000 | 395642981.31 | 284000 | 395642981.31 | Fairbanks | 5-C
| University of Alaska Fairbanks | Howard Cutler Apt Complex 3 | INSTALL FIRE SPRINKLERS | 185000 | 395827981.31 | 185000 | 395827981.31 | Fairbanks | 5-C
| University of Alaska Fairbanks | Howard Cutler Apt Complex 3 | REPLACE DETERIORATING EXTERIOR LIGHTING | 28000 | 395855981.31 | 28000 | 395855981.31 | Fairbanks | 5-C
| University of Alaska Fairbanks | Howard Cutler Apt Complex 3 | Cutler Apartment Complex: Continue exterior window replacement until complete. The Cutler Apartment Complex has approximately 600 windows. The original windows were of poor quality and were poorly installed. Residents frequently complain of drafty units. Approximately 200 have been replaced. TPC estimate of $2.5M. | 204000 | 396059981.31 | 204000 | 396059981.31 | Fairbanks | 5-C
| University of Alaska Fairbanks | Howard Cutler Apt Complex 3 | UPGRADE INTERIOR LIGHTING | 32000 | 396091981.31 | 32000 | 396091981.31 | Fairbanks | 5-C
| University of Alaska Fairbanks | Howard Cutler Apt Complex 4 | Exterior Lighting Upgrade: Replace building deteriorating exterior lighting at $28,000 per building complex | 28000 | 396119981.31 | 28000 | 396119981.31 | Fairbanks | 5-C
| University of Alaska Fairbanks | Howard Cutler Apt Complex 4 | REPLACE BLDG. DETERIORATING EXTERIOR LIGHTING | 28000 | 396147981.31 | 28000 | 396147981.31 | Fairbanks | 5-C
| University of Alaska Fairbanks | Howard Cutler Apt Complex 4 | ADA NORTH SIDEWALK ACCESS IMPROVEMENTS | 1200000 | 397347981.31 | 1200000 | 397347981.31 | Fairbanks | 5-C
| University of Alaska Fairbanks | Howard Cutler Apt Complex 4 | REPAIR FAILING LOAD-BEARING WALLS/BEAMS | 284000 | 397631981.31 | 284000 | 397631981.31 | Fairbanks | 5-C
| University of Alaska Fairbanks | Howard Cutler Apt Complex 5 | Exterior Lighting Upgrade: Replace building deteriorating exterior lighting at $28,000 per building complex | 28000 | 397659981.31 | 28000 | 397659981.31 | Fairbanks | 5-C
| University of Alaska Fairbanks | Howard Cutler Apt Complex 5 | Roofing: Re-roof 2,996 SF at $93 PSF. Project will include demo of clerestories over bathrooms to mitigate mold and mildew issues in each building | 280000 | 397939981.31 | 280000 | 397939981.31 | Fairbanks | 5-C
| University of Alaska Fairbanks | Howard Cutler Apt Complex 5 | REPAIR FAILING LOAD-BEARING WALLS/BEAMS | 284000 | 398223981.31 | 284000 | 398223981.31 | Fairbanks | 5-C
| University of Alaska Fairbanks | Howard Cutler Apt Complex 5 | REPLACE BLDG. DETERIORATING EXTERIOR LIGHTING | 28000 | 398251981.31 | 28000 | 398251981.31 | Fairbanks | 5-C
| University of Alaska Fairbanks | Howard Cutler Apt Complex 5 | COMPLETE VINYL SIDING REPLACEMENT | 80000 | 398331981.31 | 80000 | 398331981.31 | Fairbanks | 5-C
| University of Alaska Fairbanks | Howard Cutler Apt Complex 5 | Cutler Apartment Complex: Continue exterior window replacement until complete. The Cutler Apartment Complex has approximately 600 windows. The original windows were of poor quality and were poorly installed. Residents frequently complain of drafty units. Approximately 200 have been replaced. TPC estimate of $2.5M. | 204000 | 398535981.31 | 204000 | 398535981.31 | Fairbanks | 5-C
| University of Alaska Fairbanks | Howard Cutler Apt Complex 5 | UPGRADE INTERIOR LIGHTING | 32000 | 398567981.31 | 32000 | 398567981.31 | Fairbanks | 5-C
| University of Alaska Fairbanks | Howard Cutler Apt Complex 6 | Exterior Lighting Upgrade: Replace building deteriorating exterior lighting at $28,000 per building complex | 28000 | 398595981.31 | 28000 | 398595981.31 | Fairbanks | 5-C
| University of Alaska Fairbanks | Howard Cutler Apt Complex 6 | RE-ROOF | 400000 | 398995981.31 | 400000 | 398995981.31 | Fairbanks | 5-C
| University of Alaska Fairbanks | Howard Cutler Apt Complex 6 | REPLACE BLDG. DETERIORATING EXTERIOR LIGHTING | 28000 | 399023981.31 | 28000 | 399023981.31 | Fairbanks | 5-C
| University of Alaska Fairbanks | Howard Cutler Apt Complex 6 | COMPLETE VINYL SIDING REPLACEMENT | 80000 | 399103981.31 | 80000 | 399103981.31 | Fairbanks | 5-C
| University of Alaska Fairbanks | Howard Cutler Apt Complex 6 | REPAIR FAILING LOAD-BEARING WALLS/BEAMS | 284000 | 399387981.31 | 284000 | 399387981.31 | Fairbanks | 5-C
| University of Alaska Fairbanks | Howard Cutler Apt Complex 6 | Cutler Apartment Complex: Continue exterior window replacement until complete. The Cutler Apartment Complex has approximately 600 windows. The original windows were of poor quality and were poorly installed. Residents frequently complain of drafty units. Approximately 200 have been replaced. TPC estimate of $2.5M. | 204000 | 399591981.31 | 204000 | 399591981.31 | Fairbanks | 5-C
| University of Alaska Fairbanks | Howard Cutler Apt Complex 6 | UPGRADE INTERIOR LIGHTING | 32000 | 399623981.31 | 32000 | 399623981.31 | Fairbanks | 5-C
| University of Alaska Fairbanks | Infrastructure | Chatanika River Bridge OBTAIN REQUIRED ENVIRONMENTAL PERMITTING | 50000 | 399673981.31 | 50000 | 399673981.31 | Chatanika | 6-C
| University of Alaska Fairbanks | Infrastructure | Chatanika River Bridge REPLACE WOODEN BRIDGE DECK | 150000 | 399823981.31 | 150000 | 399823981.31 | Chatanika | 6-C
| University of Alaska Fairbanks | Infrastructure | Chatanika River Bridge REMOVE AND REPLACE BRIDGE PAINT | 110000 | 399933981.31 | 110000 | 399933981.31 | Chatanika | 6-C
| University of Alaska Fairbanks | Infrastructure | West Ridge District Chilled Water: Complete study and provide concept level documents and cost estimates for a 3-phased implementation of district chilled water. | 2250000 | 402183981.31 | 2250000 | 402183981.31 | Fairbanks | 5-C
| University of Alaska Fairbanks | Infrastructure | ANNUAL PIPE FREEZING CORRECTION | 469000 | 402652981.31 | 469000 | 402652981.31 | Fairbanks | 5-C
| University of Alaska Fairbanks | Infrastructure | TAKU STORM DRAIN REPAIRS | 418000 | 403070981.31 | 418000 | 403070981.31 | Fairbanks | 5-C
| University of Alaska Fairbanks | Infrastructure | BULLET BARRICADES REPLACEMENT | 473000 | 403543981.31 | 473000 | 403543981.31 | Fairbanks | 5-C
| University of Alaska Fairbanks | Infrastructure | STORAGE STRUCTURES REPLACEMENT | 354000 | 403897981.31 | 354000 | 403897981.31 | Fairbanks | 5-C
| University of Alaska Fairbanks | Infrastructure | PROVIDE UTILITY EXTENSION TO RESEARCH YARD | 148000 | 404045981.31 | 148000 | 404045981.31 | Fairbanks | 5-C
| University of Alaska Fairbanks | Infrastructure | REPAIR ACCESS ROAD SURFACING | 44000 | 404089981.31 | 44000 | 404089981.31 | Fairbanks | 5-C
| University of Alaska Fairbanks | Infrastructure | REPLACE WOOD FRAME STORAGE UNITS | 71000 | 404160981.31 | 71000 | 404160981.31 | Fairbanks | 5-C
| University of Alaska Fairbanks | Infrastructure | FENCING AND ENTRY GATE REPLACEMENT | 33000 | 404193981.31 | 33000 | 404193981.31 | Fairbanks | 5-C
| University of Alaska Fairbanks | Infrastructure | REHABILITATE LIFT STATION AT PHYSICAL PLANT | 100000 | 404293981.31 | 100000 | 404293981.31 | Fairbanks | 5-C
| University of Alaska Fairbanks | Infrastructure | ADDITIONAL FUNDING REQUIRED TO ADDRESS A LARGE THERMOKARST THAT HAS OPENED IN THE PARKING LOT NORTH OF THE ELVEY BUILDING. THE PARKING LOT AND MAIN TRANSFORMERS FEEDING THE PARKING HEAD BOLT PLUG-INS ARE BEGINNING TO FALL INTO THE KARST. PROJECT WILL REPAIR THE DAMAGE ASPHALT, RELOCATE A BURIED HIGH VOLTAGE CABLE, STABILIZE THE TRANSFORMER, AND REBUILD THE HEAD BOLT OUTLETS. | 350000 | 404643981.31 | 350000 | 404643981.31 | Fairbanks | 5-C
| University of Alaska Fairbanks | Infrastructure | RESURFACE/ASPHALT REPLACEMENT | 238000 | 404881981.31 | 238000 | 404881981.31 | Fairbanks | 5-C
| University of Alaska Fairbanks | Infrastructure | WIDEN AND FILL-IN GAPS AND INSTALL SIDEWALK SOUTH OF YUKON DRIVE | 165000 | 405046981.31 | 165000 | 405046981.31 | Fairbanks | 5-C
| University of Alaska Fairbanks | Infrastructure | HAIDA REPLACE DETERIORATING EXTERIOR LIGHTING | 80000 | 405126981.31 | 80000 | 405126981.31 | Fairbanks | 5-C
| University of Alaska Fairbanks | Infrastructure | ASPHALT SURFACE REPLACEMENT | 225000 | 405351981.31 | 225000 | 405351981.31 | Fairbanks | 5-C
| University of Alaska Fairbanks | Infrastructure | ROADWAY DRAINAGE/SUB GRADE REPAIR | 726000 | 406077981.31 | 726000 | 406077981.31 | Fairbanks | 5-C
| University of Alaska Fairbanks | Infrastructure | RESURFACE/ASPHALT REPLACEMENT | 354000 | 406431981.31 | 354000 | 406431981.31 | Fairbanks | 5-C
| University of Alaska Fairbanks | Infrastructure | ASPHALT SURFACE REPLACEMENT | 200000 | 406631981.31 | 200000 | 406631981.31 | Fairbanks | 5-C
| University of Alaska Fairbanks | Infrastructure | NORTH TANANA LOOP RECONSTRUCTION: KUSKO TO SHEENJEK | 2250000 | 408881981.31 | 2250000 | 408881981.31 | Fairbanks | 5-C
| University of Alaska Fairbanks | Infrastructure | TANANA LOOP DRIVE AT HARWOOD: IMPROVE SIDEWALK | 140000 | 409021981.31 | 140000 | 409021981.31 | Fairbanks | 5-C
| University of Alaska Fairbanks | Infrastructure | DRAINAGE REPAIRS | 430000 | 409451981.31 | 430000 | 409451981.31 | Fairbanks | 5-C
| University of Alaska Fairbanks | Infrastructure | REPLACE DETERIORATING LIGHT POLES AND DISTRIBUTION SYSTEM | 400000 | 409851981.31 | 400000 | 409851981.31 | Fairbanks | 5-C
| University of Alaska Fairbanks | Infrastructure | ROADWAY RESURFACE AND REPLACEMENT | 1239000 | 411090981.31 | 1239000 | 411090981.31 | Fairbanks | 5-C
| University of Alaska Fairbanks | Infrastructure | SHOULDER IMPROVEMENT | 687000 | 411777981.31 | 687000 | 411777981.31 | Fairbanks | 5-C
| University of Alaska Fairbanks | Infrastructure | DEFICIENCIES/CONDITION/SUB GRADE/ DRAINAGE CORRECTIONS | 290000 | 412067981.31 | 290000 | 412067981.31 | Fairbanks | 5-C
| University of Alaska Fairbanks | Infrastructure | RESURFACE ROADWAY (WEST END) | 342000 | 412409981.31 | 342000 | 412409981.31 | Fairbanks | 5-C
| University of Alaska Fairbanks | Infrastructure | REPLACE DECAYED WOODEN IN FILLS | 136000 | 412545981.31 | 136000 | 412545981.31 | Fairbanks | 5-C
| University of Alaska Fairbanks | Infrastructure | ACM ABATEMENT-STEAM AND CONDENSATE LATHROP TO AHRB | 1163000 | 413708981.31 | 1163000 | 413708981.31 | Fairbanks | 5-C
| University of Alaska Fairbanks | Infrastructure | ACM ABATEMENT-STEAM AND CONDENSATE POWER PLANT TO LIBRARY | 366000 | 414074981.31 | 366000 | 414074981.31 | Fairbanks | 5-C
| University of Alaska Fairbanks | Infrastructure | DRAINAGE UPGRADES | 521000 | 414595981.31 | 521000 | 414595981.31 | Fairbanks | 5-C
| University of Alaska Fairbanks | Infrastructure | REPLACE BURIED CULVERT CONNECTIONS | 3669000 | 418264981.31 | 3669000 | 418264981.31 | Fairbanks | 5-C
| University of Alaska Fairbanks | Infrastructure | AT FINE ARTS BUILDING | 50000 | 418314981.31 | 50000 | 418314981.31 | Fairbanks | 5-C
| University of Alaska Fairbanks | Infrastructure | ACM ABATEMENT-STEAM AND CONDENSATE LIBRARY TO HESS AND CHAPMAN | 850000 | 419164981.31 | 850000 | 419164981.31 | Fairbanks | 5-C
| University of Alaska Fairbanks | Infrastructure | AT LIBRARY BUILDING | 50000 | 419214981.31 | 50000 | 419214981.31 | Fairbanks | 5-C
| University of Alaska Fairbanks | Infrastructure | AT WOOD CENTER BUILDING | 302000 | 419516981.31 | 302000 | 419516981.31 | Fairbanks | 5-C
| University of Alaska Fairbanks | Infrastructure | UTILIDOR FIRE SEALS/BUILDING FIRE DOORS REPAIR | 578000 | 420094981.31 | 578000 | 420094981.31 | Fairbanks | 5-C
| University of Alaska Fairbanks | Infrastructure | HEAT REMOVAL - INSTALL UTILIDOR VENTILATION | 341000 | 420435981.31 | 341000 | 420435981.31 | Fairbanks | 5-C
| University of Alaska Fairbanks | Infrastructure | AT IRVING I BUILDING | 84000 | 420519981.31 | 84000 | 420519981.31 | Fairbanks | 5-C
| University of Alaska Fairbanks | Infrastructure | UTILIDOR/SURFACE/GROUNDWATER LEAK WATERPROOFING | 215000 | 420734981.31 | 215000 | 420734981.31 | Fairbanks | 5-C
| University of Alaska Fairbanks | Infrastructure | NORTH CHANDALAR REPLACEMENT | 2000000 | 422734981.31 | 2000000 | 422734981.31 | Fairbanks | 5-C
| University of Alaska Fairbanks | Infrastructure | SEWER SYSTEM REPLACE SETTLED MAIN SEWER LINE UNDER RAILROAD | 400000 | 423134981.31 | 400000 | 423134981.31 | Fairbanks | 5-C
| University of Alaska Fairbanks | Infrastructure | YUKON RELINING | 350000 | 423484981.31 | 350000 | 423484981.31 | Fairbanks | 5-C
| University of Alaska Fairbanks | Infrastructure | S. TANANA LOOP REROUTE | 3000000 | 426484981.31 | 3000000 | 426484981.31 | Fairbanks | 5-C
| University of Alaska Fairbanks | Infrastructure | CURB UPGRADE CAMPUSWIDE TO MITIGATE TRIPPING HAZARDS | 150000 | 426634981.31 | 150000 | 426634981.31 | Fairbanks | 5-C
| University of Alaska Fairbanks | Infrastructure | CHANDALAR/COOPER LANE SIDEWALK REPAIR | 173000 | 426807981.31 | 173000 | 426807981.31 | Fairbanks | 5-C
| University of Alaska Fairbanks | Infrastructure | DENALI LANE WALKWAY DEFICIENCIES/CONDITION/ SUB GRADE/DRAINAGE | 354000 | 427161981.31 | 354000 | 427161981.31 | Fairbanks | 5-C
| University of Alaska Fairbanks | Infrastructure | KOBUK AVE. WALKWAY CORRECT DEFICIENCIES/CONDITION/SUB GRADE/DRAINAGE | 225000 | 427386981.31 | 225000 | 427386981.31 | Fairbanks | 5-C
| University of Alaska Fairbanks | Infrastructure | KOBUK AVE. WALKWAY REPAIR SIDEWALK | 126000 | 427512981.31 | 126000 | 427512981.31 | Fairbanks | 5-C
| University of Alaska Fairbanks | Infrastructure | TANANA DRIVE WALKWAY DEFICIENCIES/CONDITION/ SUB GRADE/DRAINAGE | 495000 | 428007981.31 | 495000 | 428007981.31 | Fairbanks | 5-C
| University of Alaska Fairbanks | Infrastructure | UPPER/LOWER DORMS WALKWAY CORRECT DEFICIENCIES/CONDITION/ SUB GRADE/DRAINAGE | 450000 | 428457981.31 | 450000 | 428457981.31 | Fairbanks | 5-C
| University of Alaska Fairbanks | Irving I Building | ADA RENOVATIONS | 709000 | 429166981.31 | 709000 | 429166981.31 | Fairbanks | 5-C
| University of Alaska Fairbanks | Irving I Building | New Canopy: Construct new connector between the west entry of Irving 1 and O'Neill (concept design complete). | 600000 | 429766981.31 | 600000 | 429766981.31 | Fairbanks | 5-C
| University of Alaska Fairbanks | Irving I Building | ASBESTOS ABATEMENT | 1733500 | 431500481.31 | 1733500 | 431500481.31 | Fairbanks | 5-C
| University of Alaska Fairbanks | Irving I Building | Elevator Modernization: UAF Facilities Services manages the operation and maintenance of a fleet of more than 70 elevators and lifts with an average life of over 35 years. Elevators are generally viewed as a fifty to seventy year lifetime component usually requiring a major upgrade at 25 to 35 years. The elevator modernization work plan developed in FY-01 was the beginning of a multi-year program to provide code, safety, and modernization work for the entire elevator fleet. From FY-01 to the present, about 25 elevators have had partial upgrades or total modernization. Modernization is an industry term which, in general, means upgrading elevator controllers, elevator motors, and associated equipment to modern code, safety, and industry standards. Improvements include ADA compliant fixture installation, seismic protection system retrofits, Fire Service upgrades, and cab and door replacement. This request represents the latest installment of the multi-year ongoing modernization plan | 500000 | 432000481.31 | 500000 | 432000481.31 | Fairbanks | 5-C
| University of Alaska Fairbanks | Irving I Building | EQUIPMENT AND STORAGE FACILITIES REVITALIZATION | 800000 | 432800481.31 | 800000 | 432800481.31 | Fairbanks | 5-C
| University of Alaska Fairbanks | Irving I Building | Upgrade building HVAC system including the Heat recovery, hydronic system, AQ controls and ventilation system | 6887830 | 439688311.31 | 6887830 | 439688311.31 | Fairbanks | 5-C
| University of Alaska Fairbanks | Irving I Building | ISOLATE ELEVATOR E1 FROM CORRIDORS | 214000 | 439902311.31 | 214000 | 439902311.31 | Fairbanks | 5-C
| University of Alaska Fairbanks | Irving I Building | ISOLATE/ ENCLOSE COOLERS AND FREEZERS FROM CORRIDORS | 746000 | 440648311.31 | 746000 | 440648311.31 | Fairbanks | 5-C
| University of Alaska Fairbanks | Irving I Building | MECHANICAL CODE CORRECTIONS | 525092 | 441173403.31 | 525092 | 441173403.31 | Fairbanks | 5-C
| University of Alaska Fairbanks | Irving I Building | REPAIR MODIFIED ROOF TRUSSES | 768000 | 441941403.31 | 768000 | 441941403.31 | Fairbanks | 5-C
| University of Alaska Fairbanks | Irving I Building | REPLACE FIRE ALARM SYSTEM | 1434000 | 443375403.31 | 1434000 | 443375403.31 | Fairbanks | 5-C
| University of Alaska Fairbanks | Irving I Building | SEISMIC RESTRAIN EQUIPMENT AND SEISMIC REPAIRS | 529790 | 443905193.31 | 529790 | 443905193.31 | Fairbanks | 5-C
| University of Alaska Fairbanks | Irving I Building | DATA/COMMUNICATIONS UPGRADES--HUB ROOMS AND DISTRIBUTION | 1432870 | 445338063.31 | 1432870 | 445338063.31 | Fairbanks | 5-C
| University of Alaska Fairbanks | Irving I Building | EXTERIOR BUILDING RENOVATIONS | 2516980 | 447855043.31 | 2516980 | 447855043.31 | Fairbanks | 5-C
| University of Alaska Fairbanks | Irving I Building | The scope of this work is to upgrade the existing labs to current standards and will include upgrading the lab plumbing and waste lines, replacing 10 fume hoods and lab case work | 3700000 | 451555043.31 | 3700000 | 451555043.31 | Fairbanks | 5-C
| University of Alaska Fairbanks | Irving I Building | RENOVATE ELECTRICAL DISTRIBUTION SYSTEM | 2910050 | 454465093.31 | 2910050 | 454465093.31 | Fairbanks | 5-C
| University of Alaska Fairbanks | Irving I Building | REPAIR / REPLACE EXTERIOR CURBS, WALKS, WALLS | 260000 | 454725093.31 | 260000 | 454725093.31 | Fairbanks | 5-C
| University of Alaska Fairbanks | Irving I Building | REPLACE INTERIOR AND EXTERIOR DOORS | 687830 | 455412923.31 | 687830 | 455412923.31 | Fairbanks | 5-C
| University of Alaska Fairbanks | Irving I Building | REPLACE LIGHTING FIXTURES | 485800 | 455898723.31 | 485800 | 455898723.31 | Fairbanks | 5-C
| University of Alaska Fairbanks | Irving I Building | REPLACE OLD TOILET AND SHOWER ROOMS | 500000 | 456398723.31 | 500000 | 456398723.31 | Fairbanks | 5-C
| University of Alaska Fairbanks | Irving I Building | REPLACE WATER LINES AND EQUIPMENT | 1432860 | 457831583.31 | 1432860 | 457831583.31 | Fairbanks | 5-C
| University of Alaska Fairbanks | Irving I Building | REVITALIZE FINISHES BUILDING WIDE | 5494000 | 463325583.31 | 5494000 | 463325583.31 | Fairbanks | 5-C
| University of Alaska Fairbanks | Irving I Building | STAIRWELL AND BUILDING EXIT RENOVATION | 376946 | 463702529.31 | 376946 | 463702529.31 | Fairbanks | 5-C
| University of Alaska Fairbanks | Irving II Building | EGRESS LIGHTING - IRVING II | 108000 | 463810529.31 | 108000 | 463810529.31 | Fairbanks | 5-C
| University of Alaska Fairbanks | Irving II Building | ELECTRICAL CODE CORRECTIONS | 739900 | 464550429.31 | 739900 | 464550429.31 | Fairbanks | 5-C
| University of Alaska Fairbanks | Irving II Building | MECHANICAL CODE CORRECTIONS | 162000 | 464712429.31 | 162000 | 464712429.31 | Fairbanks | 5-C
| University of Alaska Fairbanks | Irving II Building | REPLACE EMERGENCY EYEWASH | 119000 | 464831429.31 | 119000 | 464831429.31 | Fairbanks | 5-C
| University of Alaska Fairbanks | Irving II Building | REPLACE STAIR EGRESS LIGHTS | 122000 | 464953429.31 | 122000 | 464953429.31 | Fairbanks | 5-C
| University of Alaska Fairbanks | Irving II Building | IRVING ADA COMPLIANCE | 1171500 | 466124929.31 | 1171500 | 466124929.31 | Fairbanks | 5-C
| University of Alaska Fairbanks | Irving II Building | REPLACE FLOORING IN RM 130 (POSSIBLE ABATEMENT) | 9000 | 466133929.31 | 9000 | 466133929.31 | Fairbanks | 5-C
| University of Alaska Fairbanks | Irving II Building | INSTALL 1ST FLOOR LAB FLOOR DRAINS | 248000 | 466381929.31 | 248000 | 466381929.31 | Fairbanks | 5-C
| University of Alaska Fairbanks | Irving II Building | INSTALL HEAT RECOVERY SYSTEM | 500400 | 466882329.31 | 500400 | 466882329.31 | Fairbanks | 5-C
| University of Alaska Fairbanks | Irving II Building | LAB CODE CORRECTIONS | 724930 | 467607259.31 | 724930 | 467607259.31 | Fairbanks | 5-C
| University of Alaska Fairbanks | Irving II Building | RELOCATE ROOF DRAIN OUTFALLS - IRVING I | 75000 | 467682259.31 | 75000 | 467682259.31 | Fairbanks | 5-C
| University of Alaska Fairbanks | Irving II Building | REPAIR STRUCTURAL TRUSS/CORRECT DEFLECTION PROBLEM/BRACE TRUSSES | 1092000 | 468774259.31 | 1092000 | 468774259.31 | Fairbanks | 5-C
| University of Alaska Fairbanks | Irving II Building | REPLACE ROOF | 750000 | 469524259.31 | 750000 | 469524259.31 | Fairbanks | 5-C
| University of Alaska Fairbanks | Irving II Building | REPLACE SPRINKLER SYSTEM | 596600 | 470120859.31 | 596600 | 470120859.31 | Fairbanks | 5-C
| University of Alaska Fairbanks | Irving II Building | ABATE ACM TILE | 300000 | 470420859.31 | 300000 | 470420859.31 | Fairbanks | 5-C
| University of Alaska Fairbanks | Irving II Building | ADD ROOM LIGHTING CONTROLS IRVING II | 319000 | 470739859.31 | 319000 | 470739859.31 | Fairbanks | 5-C
| University of Alaska Fairbanks | Irving II Building | BUILDING CHILLED WATER FOR COOLING | 450000 | 471189859.31 | 450000 | 471189859.31 | Fairbanks | 5-C
| University of Alaska Fairbanks | Irving II Building | CHEMICAL STORAGE ROOM IRVING II | 261000 | 471450859.31 | 261000 | 471450859.31 | Fairbanks | 5-C
| University of Alaska Fairbanks | Irving II Building | EXTERIOR ARCHITECTURAL RENOVATIONS | 2730080 | 474180939.31 | 2730080 | 474180939.31 | Fairbanks | 5-C
| University of Alaska Fairbanks | Irving II Building | INSTALL VIDEO SURVEILLANCE SYSTEM | 234665 | 474415604.31 | 234665 | 474415604.31 | Fairbanks | 5-C
| University of Alaska Fairbanks | Irving II Building | RENEW ELECTRICAL DISTRIBUTION | 1690260 | 476105864.31 | 1690260 | 476105864.31 | Fairbanks | 5-C
| University of Alaska Fairbanks | Irving II Building | REPLACE AC UNITS | 495000 | 476600864.31 | 495000 | 476600864.31 | Fairbanks | 5-C
| University of Alaska Fairbanks | Irving II Building | REPLACE ACM COUNTER TOPS AND SINKS | 1117000 | 477717864.31 | 1117000 | 477717864.31 | Fairbanks | 5-C
| University of Alaska Fairbanks | Irving II Building | REPLACE DATA & TELECOM SYSTEM | 828500 | 478546364.31 | 828500 | 478546364.31 | Fairbanks | 5-C
| University of Alaska Fairbanks | Irving II Building | REPLACE FIRE ALARM SYSTEM | 828800 | 479375164.31 | 828800 | 479375164.31 | Fairbanks | 5-C
| University of Alaska Fairbanks | Irving II Building | REPLACE HVAC SYSTEM | 4541000 | 483916164.31 | 4541000 | 483916164.31 | Fairbanks | 5-C
| University of Alaska Fairbanks | Irving II Building | REPLACE HYDRONIC HEAT SYSTEM | 828750 | 484744914.31 | 828750 | 484744914.31 | Fairbanks | 5-C
| University of Alaska Fairbanks | Irving II Building | REPLACE INTERIOR & EXTERIOR DOORS | 400400 | 485145314.31 | 400400 | 485145314.31 | Fairbanks | 5-C
| University of Alaska Fairbanks | Irving II Building | REPLACE SWITCHES, GFCI RECEPTACLES, AND WIRING | 729905 | 485875219.31 | 729905 | 485875219.31 | Fairbanks | 5-C
| University of Alaska Fairbanks | Irving II Building | REPLACE WATER DISTRIBUTION SYSTEM | 828900 | 486704119.31 | 828900 | 486704119.31 | Fairbanks | 5-C
| University of Alaska Fairbanks | Irving II Building | REVITALIZE FINISHES--BUILDING WIDE | 2606000 | 489310119.31 | 2606000 | 489310119.31 | Fairbanks | 5-C
| University of Alaska Fairbanks | Irving II Building | REVITALIZE MAIN ENTRANCE-CANOPY REPLACEMENT | 452000 | 489762119.31 | 452000 | 489762119.31 | Fairbanks | 5-C
| University of Alaska Fairbanks | Irving II Building | SEISMIC BRACE CEILING AND EQUIP - IRVING II | 222000 | 489984119.31 | 222000 | 489984119.31 | Fairbanks | 5-C
| University of Alaska Fairbanks | Irving II Building | SITE RENOVATIONS AND REPAIRS | 70000 | 490054119.31 | 70000 | 490054119.31 | Fairbanks | 5-C
| University of Alaska Fairbanks | Irving II Building | UPGRADE LAB HOODS IRVING II | 877000 | 490931119.31 | 877000 | 490931119.31 | Fairbanks | 5-C
| University of Alaska Fairbanks | KUAC-TV Transmitter | UPGRADE ELECTRICAL SERVICE TO SUPPORT NEW CHILLERS | 10000 | 490941119.31 | 10000 | 490941119.31 | Fairbanks | 4-B
| University of Alaska Fairbanks | KUAC-TV Transmitter | GENERATOR, UPS & SWITCHGEAR UPGRADE | 140000 | 491081119.31 | 140000 | 491081119.31 | Fairbanks | 4-B
| University of Alaska Fairbanks | KUAC-TV Transmitter | EXTERIOR SIDING REPAINTING | 50000 | 491131119.31 | 50000 | 491131119.31 | Fairbanks | 4-B
| University of Alaska Fairbanks | KUAC-TV Transmitter | BUILDING VENTILATION AND COOLING UPGRADE | 150000 | 491281119.31 | 150000 | 491281119.31 | Fairbanks | 4-B
| University of Alaska Fairbanks | KUAC-TV Transmitter | EXTERIOR LIGHTING INSTALLMENT | 5000 | 491286119.31 | 5000 | 491286119.31 | Fairbanks | 4-B
| University of Alaska Fairbanks | LARS Animal Handling Facility | INSTALL DRAIN WARNING MECHANISM FOR SEPTIC FREEZE-UP OR FILL | 5000 | 491291119.31 | 5000 | 491291119.31 | Fairbanks | 4-B
| University of Alaska Fairbanks | LARS Klein House | PROVIDE STAIR RAILING TO SECOND FLOOR | 5000 | 491296119.31 | 5000 | 491296119.31 | Fairbanks | 4-B
| University of Alaska Fairbanks | LARS Wash House | IMPROVE SITE DRAINAGE NORTH OF BUILDING | 10000 | 491306119.31 | 10000 | 491306119.31 | Fairbanks | 4-B
| University of Alaska Fairbanks | LARS Yankovich Barn | DEMOLISH THE BARN | 15000 | 491321119.31 | 15000 | 491321119.31 | Fairbanks | 4-B
| University of Alaska Fairbanks | Lathrop Hall | Storefront Upgrade: Replace exterior storefront including card swipe and the vestibule doors. Estimate cost of $160K per dorm. | 160000 | 491481119.31 | 160000 | 491481119.31 | Fairbanks | 5-C
| University of Alaska Fairbanks | Lathrop Hall | STOREFRONT REPLACEMENT WITH FULL CARD SWIPE SYSTEM | 185000 | 491666119.31 | 185000 | 491666119.31 | Fairbanks | 5-C
| University of Alaska Fairbanks | Machine Shop (Bldg A) | REVITALIZE EXTERIOR AND BUILDING ENVELOPE | 750000 | 492416119.31 | 750000 | 492416119.31 | Seward | 29-O
| University of Alaska Fairbanks | Machine Shop (Bldg A) | INSTALL HEATING SYSTEM | 65000 | 492481119.31 | 65000 | 492481119.31 | Seward | 29-O
| University of Alaska Fairbanks | Machine Shop (Bldg A) | MECHANICAL CODE CORRECTIONS | 119600 | 492600719.31 | 119600 | 492600719.31 | Seward | 29-O
| University of Alaska Fairbanks | Machine Shop (Bldg A) | REPLACE WINDOWS AND DOORS | 200000 | 492800719.31 | 200000 | 492800719.31 | Seward | 29-O
| University of Alaska Fairbanks | Machine Shop (Bldg A) | STRUCTURAL ANALYSIS OF MEZZANINE | 50000 | 492850719.31 | 50000 | 492850719.31 | Seward | 29-O
| University of Alaska Fairbanks | Machine Shop (Bldg A) | LIGHTING / CEILING UPGRADE | 75000 | 492925719.31 | 75000 | 492925719.31 | Seward | 29-O
| University of Alaska Fairbanks | Machine Shop (Bldg A) | RENOVATE BATHROOMS | 35000 | 492960719.31 | 35000 | 492960719.31 | Seward | 29-O
| University of Alaska Fairbanks | MacLean House 778 | MISC. | 20000 | 492980719.31 | 20000 | 492980719.31 | Fairbanks | 5-C
| University of Alaska Fairbanks | MacLean House 779 | MISC. | 20000 | 493000719.31 | 20000 | 493000719.31 | Fairbanks | 5-C
| University of Alaska Fairbanks | MacLean House 780 | MISC. | 20000 | 493020719.31 | 20000 | 493020719.31 | Fairbanks | 5-C
| University of Alaska Fairbanks | Marine Sciences (Bldg C) | REMODEL OFFICES/CODE UPGRADE | 175000 | 493195719.31 | 175000 | 493195719.31 | Seward | 29-O
| University of Alaska Fairbanks | Marine Sciences (Bldg C) | RE-SPRINKLER BUILDING | 911680 | 494107399.31 | 911680 | 494107399.31 | Seward | 29-O
| University of Alaska Fairbanks | Marine Sciences (Bldg C) | CEILING AND LIGHTING UPGRADES | 472800 | 494580199.31 | 472800 | 494580199.31 | Seward | 29-O
| University of Alaska Fairbanks | Marine Sciences (Bldg C) | MECHANICAL RENOVATION | 640000 | 495220199.31 | 640000 | 495220199.31 | Seward | 29-O
| University of Alaska Fairbanks | Marine Sciences (Bldg C) | REPLACE WINDOWS | 150000 | 495370199.31 | 150000 | 495370199.31 | Seward | 29-O
| University of Alaska Fairbanks | Marine Sciences (Bldg C) | RESTROOM REHABILITATION | 162800 | 495532999.31 | 162800 | 495532999.31 | Seward | 29-O
| University of Alaska Fairbanks | Marine Sciences (Bldg C) | REVITALIZE EXTERIOR BUILDING AND BUILDING ENVELOPE | 1628000 | 497160999.31 | 1628000 | 497160999.31 | Seward | 29-O
| University of Alaska Fairbanks | Marine Sciences (Bldg C) | ASSESSMENT STUDY FOR STRUCTURAL REPAIRS | 75000 | 497235999.31 | 75000 | 497235999.31 | Seward | 29-O
| University of Alaska Fairbanks | McIntosh Hall | Storefront Upgrade: Replace exterior storefront including card swipe and the vestibule doors. Estimate cost of $160K per dorm. | 160000 | 497395999.31 | 160000 | 497395999.31 | Fairbanks | 5-C
| University of Alaska Fairbanks | McIntosh Hall | REPLACE WINDOWS | 408000 | 497803999.31 | 408000 | 497803999.31 | Fairbanks | 5-C
| University of Alaska Fairbanks | McIntosh Hall | REPLACE INTERIOR DOOR LOCKING SYSTEM WITH FULL CARD SWIPE SYSTEM | 85000 | 497888999.31 | 85000 | 497888999.31 | Fairbanks | 5-C
| University of Alaska Fairbanks | McIntosh Hall | RESTROOMS UPGRADE 4 @ $300K EA. | 1200000 | 499088999.31 | 1200000 | 499088999.31 | Fairbanks | 5-C
| University of Alaska Fairbanks | Moore Hall | CONVERT PNEUMATIC CONTROLS TO DIRECT DIGITAL CONTROLS | 135000 | 499223999.31 | 135000 | 499223999.31 | Fairbanks | 5-C
| University of Alaska Fairbanks | Moore Hall | CARPET, PAINT AND RESTROOM REFURBISH | 1100000 | 500323999.31 | 1100000 | 500323999.31 | Fairbanks | 5-C
| University of Alaska Fairbanks | Moore Hall | Lateral drains in the bathrooms have failed, causing multiple restroom closures in one of the busiest residence halls on campus. Phase 1 ($5 M) Phase 2 ($5 M) | 8500000 | 508823999.31 | 8500000 | 508823999.31 | Fairbanks | 5-C
| University of Alaska Fairbanks | Moore Hall | UPPER DORM KITCHEN RENEWAL | 81000 | 508904999.31 | 81000 | 508904999.31 | Fairbanks | 5-C
| University of Alaska Fairbanks | Moore Hall | UPPER DORM SECURITY--ADDITIONAL SAFETY | 73000 | 508977999.31 | 73000 | 508977999.31 | Fairbanks | 5-C
| University of Alaska Fairbanks | Moore Hall | UPPER DORMITORY EMERGENCY EGRESS CODE CORRECTIONS | 585000 | 509562999.31 | 585000 | 509562999.31 | Fairbanks | 5-C
| University of Alaska Fairbanks | Moore Hall | DORM INTERIOR STAIRWELL EGRESS WIDTH CODE CORRECTION | 274000 | 509836999.31 | 274000 | 509836999.31 | Fairbanks | 5-C
| University of Alaska Fairbanks | MUS Demarcation | SWITCH FOR AUTOMATIC POWER TRANSFER | 434967.71 | 510271967.02 | 434967.71 | 510271967.02 | Fairbanks | 5-C
| University of Alaska Fairbanks | Nerland Hall | Storefront Upgrade: Replace exterior storefront including card swipe and the vestibule doors. Estimate cost of $165K per dorm. | 165000 | 510436967.02 | 165000 | 510436967.02 | Fairbanks | 5-C
| University of Alaska Fairbanks | Nerland Hall | REPLACE EXTERIOR STOREFRONT INCLUDING CARD SWIPE | 110000 | 510546967.02 | 110000 | 510546967.02 | Fairbanks | 5-C
| University of Alaska Fairbanks | Nerland Hall | CARPET, PAINT, WINDOWS, BATHROOM , MECH UPGRADE | 1200000 | 511746967.02 | 1200000 | 511746967.02 | Fairbanks | 5-C
| University of Alaska Fairbanks | Nerland Hall | REPLACE WINDOWS | 408000 | 512154967.02 | 408000 | 512154967.02 | Fairbanks | 5-C
| University of Alaska Fairbanks | Nordic House | ADA RESTROOMS AND BUILDING CODE CORRECTIONS | 50000 | 512204967.02 | 50000 | 512204967.02 | Fairbanks | 5-C
| University of Alaska Fairbanks | Nordic House | ELECTRICAL SYSTEM CODE CORRECTIONS | 5000 | 512209967.02 | 5000 | 512209967.02 | Fairbanks | 5-C
| University of Alaska Fairbanks | Nordic House | SITE IMPROVEMENTS AND ENTRANCE TO ADA COMPLIANCE | 15000 | 512224967.02 | 15000 | 512224967.02 | Fairbanks | 5-C
| University of Alaska Fairbanks | Nordic House | LIGHTING UPGRADES | 10000 | 512234967.02 | 10000 | 512234967.02 | Fairbanks | 5-C
| University of Alaska Fairbanks | Nordic House | REFINISH INTERIOR WALLS, FLOORS AND CEILINGS | 35000 | 512269967.02 | 35000 | 512269967.02 | Fairbanks | 5-C
| University of Alaska Fairbanks | Nordic House | REPAIR FLOOR SOFFIT | 10000 | 512279967.02 | 10000 | 512279967.02 | Fairbanks | 5-C
| University of Alaska Fairbanks | Nordic House | REPLACE EXTERIOR DOORS | 10000 | 512289967.02 | 10000 | 512289967.02 | Fairbanks | 5-C
| University of Alaska Fairbanks | Nordic House | REPLACE WINDOWS | 35000 | 512324967.02 | 35000 | 512324967.02 | Fairbanks | 5-C
| University of Alaska Fairbanks | Nordic House | KITCHEN CABINET/APPLIANCES | 15000 | 512339967.02 | 15000 | 512339967.02 | Fairbanks | 5-C
| University of Alaska Fairbanks | North Chandalar Drive 714 | REPLACE ROOF FLASHING | 12000 | 512351967.02 | 12000 | 512351967.02 | Fairbanks | 5-C
| University of Alaska Fairbanks | North Chandalar Drive 714 | REPAIR, LEVEL TRANSITION TO GARAGE AND PAVE DRIVES 3 @ $8k PER DRIVEWAY | 24000 | 512375967.02 | 24000 | 512375967.02 | Fairbanks | 5-C
| University of Alaska Fairbanks | North Chandalar Drive 714 | REPAIR ROOF SOFFIT | 6000 | 512381967.02 | 6000 | 512381967.02 | Fairbanks | 5-C
| University of Alaska Fairbanks | North Chandalar Drive 714 | REPLACE INTERIOR DOOR HARDWARE | 9000 | 512390967.02 | 9000 | 512390967.02 | Fairbanks | 5-C
| University of Alaska Fairbanks | North Chandalar Drive 714 | REPLACE WINDOWS 20 Windows @ $7,000 each | 14000 | 512404967.02 | 14000 | 512404967.02 | Fairbanks | 5-C
| University of Alaska Fairbanks | North Chandalar Drive 714 | WATERPROOF FOUNDATIONS AND SITE DRAINS AT WINDOWS FOR EGRESS | 23000 | 512427967.02 | 23000 | 512427967.02 | Fairbanks | 5-C
| University of Alaska Fairbanks | North Chandalar Drive 714 | CORRECT SUB GRADE/DRAINAGE/ CONCRETE GUTTERS/SITE DRAINS | 171000 | 512598967.02 | 171000 | 512598967.02 | Fairbanks | 5-C
| University of Alaska Fairbanks | North Chandalar Drive 714 | ELECTRICAL DISTRIBUTION CODE CORRECTIONS/GROUNDING | 137772 | 512736739.02 | 137772 | 512736739.02 | Fairbanks | 5-C
| University of Alaska Fairbanks | North Chandalar Drive 714 | GARBAGE PAD AND FENCING | 12000 | 512748739.02 | 12000 | 512748739.02 | Fairbanks | 5-C
| University of Alaska Fairbanks | North Chandalar Drive 714 | INSTALL HRV'S 3 @$20K PER UNIT | 60000 | 512808739.02 | 60000 | 512808739.02 | Fairbanks | 5-C
| University of Alaska Fairbanks | North Chandalar Drive 714 | KITCHEN CABINET/APPLIANCES 3 Kitchen @ $17K | 51000 | 512859739.02 | 51000 | 512859739.02 | Fairbanks | 5-C
| University of Alaska Fairbanks | North Chandalar Drive 714 | REFINISH INTERIOR WALLS, FLOORS, CEILINGS | 45000 | 512904739.02 | 45000 | 512904739.02 | Fairbanks | 5-C
| University of Alaska Fairbanks | North Chandalar Drive 714 | RENEW FIXTURES AND FINISHES IN BATHROOM 3@ $5K | 15000 | 512919739.02 | 15000 | 512919739.02 | Fairbanks | 5-C
| University of Alaska Fairbanks | North Chandalar Drive 714 | REPLACE ENTRY STAIRS AND SIDEWALK | 40000 | 512959739.02 | 40000 | 512959739.02 | Fairbanks | 5-C
| University of Alaska Fairbanks | North Chandalar Drive 714 | REPLACE EXTERIOR DOOR | 8000 | 512967739.02 | 8000 | 512967739.02 | Fairbanks | 5-C
| University of Alaska Fairbanks | North Chandalar Drive 714 | REPLACE INSULATION/VAPOR BARRIER/SHEETROCK | 140000 | 513107739.02 | 140000 | 513107739.02 | Fairbanks | 5-C
| University of Alaska Fairbanks | North Chandalar Drive 714 | REPLACE RESIDENTIAL FIRE ALARM | 20000 | 513127739.02 | 20000 | 513127739.02 | Fairbanks | 5-C
| University of Alaska Fairbanks | North Chandalar Drive 716 | REPLACE WINDOWS 20 Windows @ $7,000 each | 140000 | 513267739.02 | 140000 | 513267739.02 | Fairbanks | 5-C
| University of Alaska Fairbanks | North Chandalar Drive 716 | WATERPROOF FOUNDATIONS AND SITE DRAINS AT WINDOWS FOR EGRESS | 43000 | 513310739.02 | 43000 | 513310739.02 | Fairbanks | 5-C
| University of Alaska Fairbanks | North Chandalar Drive 716 | REPLACE ROOF FLASHING | 12000 | 513322739.02 | 12000 | 513322739.02 | Fairbanks | 5-C
| University of Alaska Fairbanks | North Chandalar Drive 716 | REPLACE INTERIOR DOOR HARDWARE | 9000 | 513331739.02 | 9000 | 513331739.02 | Fairbanks | 5-C
| University of Alaska Fairbanks | North Chandalar Drive 716 | INSTALL HRV'S 2 @$20K PER UNIT | 40000 | 513371739.02 | 40000 | 513371739.02 | Fairbanks | 5-C
| University of Alaska Fairbanks | North Chandalar Drive 716 | KITCHEN CABINET/APPLIANCES 2 Kitchen @ $17K | 34000 | 513405739.02 | 34000 | 513405739.02 | Fairbanks | 5-C
| University of Alaska Fairbanks | North Chandalar Drive 716 | REFINISH INTERIOR WALLS, FLOORS, CEILINGS | 45000 | 513450739.02 | 45000 | 513450739.02 | Fairbanks | 5-C
| University of Alaska Fairbanks | North Chandalar Drive 716 | REPLACE ENTRY STAIRS AND SIDEWALK | 40000 | 513490739.02 | 40000 | 513490739.02 | Fairbanks | 5-C
| University of Alaska Fairbanks | North Chandalar Drive 716 | REPLACE EXTERIOR DOOR | 8000 | 513498739.02 | 8000 | 513498739.02 | Fairbanks | 5-C
| University of Alaska Fairbanks | North Chandalar Drive 716 | REPAIR, LEVEL TRANSITION TO GARAGE AND PAVE DRIVES @ $8k PER DRIVEWAY | 16000 | 513514739.02 | 16000 | 513514739.02 | Fairbanks | 5-C
| University of Alaska Fairbanks | North Chandalar Drive 716 | REPAIR ROOF SOFFIT | 6000 | 513520739.02 | 6000 | 513520739.02 | Fairbanks | 5-C
| University of Alaska Fairbanks | North Chandalar Drive 716 | CORRECT SUB GRADE/DRAINAGE/ CONCRETE GUTTERS/SITE DRAINS | 171000 | 513691739.02 | 171000 | 513691739.02 | Fairbanks | 5-C
| University of Alaska Fairbanks | North Chandalar Drive 716 | ELECTRICAL DISTRIBUTION CODE CORRECTIONS/GROUNDING | 137772 | 513829511.02 | 137772 | 513829511.02 | Fairbanks | 5-C
| University of Alaska Fairbanks | North Chandalar Drive 716 | GARBAGE PAD AND FENCING | 12000 | 513841511.02 | 12000 | 513841511.02 | Fairbanks | 5-C
| University of Alaska Fairbanks | North Chandalar Drive 716 | RENEW FIXTURES AND FINISHES IN BATHROOM 4@ $5K | 20000 | 513861511.02 | 20000 | 513861511.02 | Fairbanks | 5-C
| University of Alaska Fairbanks | North Chandalar Drive 716 | REPLACE RESIDENTIAL FIRE ALARM | 20000 | 513881511.02 | 20000 | 513881511.02 | Fairbanks | 5-C
| University of Alaska Fairbanks | North Chandalar Drive 716 | REPLACE INSULATION/VAPOR BARRIER/SHEETROCK | 140000 | 514021511.02 | 140000 | 514021511.02 | Fairbanks | 5-C
| University of Alaska Fairbanks | North Chandalar Drive 718 | REPLACE WINDOWS 20 Windows @ $7,000 each | 140000 | 514161511.02 | 140000 | 514161511.02 | Fairbanks | 5-C
| University of Alaska Fairbanks | North Chandalar Drive 718 | WATERPROOF FOUNDATIONS AND SITE DRAINS AT WINDOWS FOR EGRESS | 43000 | 514204511.02 | 43000 | 514204511.02 | Fairbanks | 5-C
| University of Alaska Fairbanks | North Chandalar Drive 718 | REPLACE ROOF FLASHING | 12000 | 514216511.02 | 12000 | 514216511.02 | Fairbanks | 5-C
| University of Alaska Fairbanks | North Chandalar Drive 718 | REPLACE INTERIOR DOOR HARDWARE | 9000 | 514225511.02 | 9000 | 514225511.02 | Fairbanks | 5-C
| University of Alaska Fairbanks | North Chandalar Drive 718 | INSTALL HRV'S 2 @$20K PER UNIT | 40000 | 514265511.02 | 40000 | 514265511.02 | Fairbanks | 5-C
| University of Alaska Fairbanks | North Chandalar Drive 718 | KITCHEN CABINET/APPLIANCES 2 Kitchen @ $17K | 34000 | 514299511.02 | 34000 | 514299511.02 | Fairbanks | 5-C
| University of Alaska Fairbanks | North Chandalar Drive 718 | REFINISH INTERIOR WALLS, FLOORS, CEILINGS | 45000 | 514344511.02 | 45000 | 514344511.02 | Fairbanks | 5-C
| University of Alaska Fairbanks | North Chandalar Drive 718 | REPLACE ENTRY STAIRS AND SIDEWALK | 40000 | 514384511.02 | 40000 | 514384511.02 | Fairbanks | 5-C
| University of Alaska Fairbanks | North Chandalar Drive 718 | REPLACE EXTERIOR DOOR | 8000 | 514392511.02 | 8000 | 514392511.02 | Fairbanks | 5-C
| University of Alaska Fairbanks | North Chandalar Drive 718 | REPAIR, LEVEL TRANSITION TO GARAGE AND PAVE DRIVES @ $8k PER DRIVEWAY | 16000 | 514408511.02 | 16000 | 514408511.02 | Fairbanks | 5-C
| University of Alaska Fairbanks | North Chandalar Drive 718 | REPAIR ROOF SOFFIT | 6000 | 514414511.02 | 6000 | 514414511.02 | Fairbanks | 5-C
| University of Alaska Fairbanks | North Chandalar Drive 718 | CORRECT SUB GRADE/DRAINAGE/ CONCRETE GUTTERS/SITE DRAINS | 171000 | 514585511.02 | 171000 | 514585511.02 | Fairbanks | 5-C
| University of Alaska Fairbanks | North Chandalar Drive 718 | ELECTRICAL DISTRIBUTION CODE CORRECTIONS/GROUNDING | 137772 | 514723283.02 | 137772 | 514723283.02 | Fairbanks | 5-C
| University of Alaska Fairbanks | North Chandalar Drive 718 | GARBAGE PAD AND FENCING | 12000 | 514735283.02 | 12000 | 514735283.02 | Fairbanks | 5-C
| University of Alaska Fairbanks | North Chandalar Drive 718 | RENEW FIXTURES AND FINISHES IN BATHROOM 4@ $5K | 20000 | 514755283.02 | 20000 | 514755283.02 | Fairbanks | 5-C
| University of Alaska Fairbanks | North Chandalar Drive 718 | REPLACE RESIDENTIAL FIRE ALARM | 20000 | 514775283.02 | 20000 | 514775283.02 | Fairbanks | 5-C
| University of Alaska Fairbanks | North Chandalar Drive 718 | REPLACE INSULATION/VAPOR BARRIER/SHEETROCK | 140000 | 514915283.02 | 140000 | 514915283.02 | Fairbanks | 5-C
| University of Alaska Fairbanks | North Chandalar Drive 720 | REPLACE WINDOWS 20 Windows @ $7,000 each | 140000 | 515055283.02 | 140000 | 515055283.02 | Fairbanks | 5-C
| University of Alaska Fairbanks | North Chandalar Drive 720 | WATERPROOF FOUNDATIONS AND SITE DRAINS AT WINDOWS FOR EGRESS | 43000 | 515098283.02 | 43000 | 515098283.02 | Fairbanks | 5-C
| University of Alaska Fairbanks | North Chandalar Drive 720 | REPLACE ROOF FLASHING | 12000 | 515110283.02 | 12000 | 515110283.02 | Fairbanks | 5-C
| University of Alaska Fairbanks | North Chandalar Drive 720 | REPLACE INTERIOR DOOR HARDWARE | 9000 | 515119283.02 | 9000 | 515119283.02 | Fairbanks | 5-C
| University of Alaska Fairbanks | North Chandalar Drive 720 | INSTALL HRV'S 2 @$20K PER UNIT | 40000 | 515159283.02 | 40000 | 515159283.02 | Fairbanks | 5-C
| University of Alaska Fairbanks | North Chandalar Drive 720 | KITCHEN CABINET/APPLIANCES 2 Kitchen @ $17K | 34000 | 515193283.02 | 34000 | 515193283.02 | Fairbanks | 5-C
| University of Alaska Fairbanks | North Chandalar Drive 720 | REFINISH INTERIOR WALLS, FLOORS, CEILINGS | 45000 | 515238283.02 | 45000 | 515238283.02 | Fairbanks | 5-C
| University of Alaska Fairbanks | North Chandalar Drive 720 | REPLACE ENTRY STAIRS AND SIDEWALK | 40000 | 515278283.02 | 40000 | 515278283.02 | Fairbanks | 5-C
| University of Alaska Fairbanks | North Chandalar Drive 720 | REPLACE EXTERIOR DOOR | 8000 | 515286283.02 | 8000 | 515286283.02 | Fairbanks | 5-C
| University of Alaska Fairbanks | North Chandalar Drive 720 | REPAIR, LEVEL TRANSITION TO GARAGE AND PAVE DRIVES @ $8k PER DRIVEWAY | 16000 | 515302283.02 | 16000 | 515302283.02 | Fairbanks | 5-C
| University of Alaska Fairbanks | North Chandalar Drive 720 | REPAIR ROOF SOFFIT | 6000 | 515308283.02 | 6000 | 515308283.02 | Fairbanks | 5-C
| University of Alaska Fairbanks | North Chandalar Drive 720 | CORRECT SUB GRADE/DRAINAGE/ CONCRETE GUTTERS/SITE DRAINS | 171000 | 515479283.02 | 171000 | 515479283.02 | Fairbanks | 5-C
| University of Alaska Fairbanks | North Chandalar Drive 720 | ELECTRICAL DISTRIBUTION CODE CORRECTIONS/GROUNDING | 137772 | 515617055.02 | 137772 | 515617055.02 | Fairbanks | 5-C
| University of Alaska Fairbanks | North Chandalar Drive 720 | GARBAGE PAD AND FENCING | 12000 | 515629055.02 | 12000 | 515629055.02 | Fairbanks | 5-C
| University of Alaska Fairbanks | North Chandalar Drive 720 | RENEW FIXTURES AND FINISHES IN BATHROOM 4@ $5K | 20000 | 515649055.02 | 20000 | 515649055.02 | Fairbanks | 5-C
| University of Alaska Fairbanks | North Chandalar Drive 720 | REPLACE RESIDENTIAL FIRE ALARM | 20000 | 515669055.02 | 20000 | 515669055.02 | Fairbanks | 5-C
| University of Alaska Fairbanks | North Chandalar Drive 720 | REPLACE INSULATION/VAPOR BARRIER/SHEETROCK | 140000 | 515809055.02 | 140000 | 515809055.02 | Fairbanks | 5-C
| University of Alaska Fairbanks | North Chandalar Drive 722 | WATERPROOF FOUNDATIONS AND SITE DRAINS AT WINDOWS FOR EGRESS | 43000 | 515852055.02 | 43000 | 515852055.02 | Fairbanks | 5-C
| University of Alaska Fairbanks | North Chandalar Drive 722 | REPLACE INTERIOR DOOR HARDWARE | 9000 | 515861055.02 | 9000 | 515861055.02 | Fairbanks | 5-C
| University of Alaska Fairbanks | North Chandalar Drive 722 | KITCHEN CABINET/APPLIANCES 2 Kitchen @ $17K | 34000 | 515895055.02 | 34000 | 515895055.02 | Fairbanks | 5-C
| University of Alaska Fairbanks | North Chandalar Drive 722 | REFINISH INTERIOR WALLS, FLOORS, CEILINGS | 45000 | 515940055.02 | 45000 | 515940055.02 | Fairbanks | 5-C
| University of Alaska Fairbanks | North Chandalar Drive 722 | REPLACE EXTERIOR DOOR | 8000 | 515948055.02 | 8000 | 515948055.02 | Fairbanks | 5-C
| University of Alaska Fairbanks | North Chandalar Drive 722 | REPLACE ENTRY STAIRS AND SIDEWALK | 40000 | 515988055.02 | 40000 | 515988055.02 | Fairbanks | 5-C
| University of Alaska Fairbanks | North Chandalar Drive 722 | INSTALL HRV'S 2 @$20K PER UNIT | 40000 | 516028055.02 | 40000 | 516028055.02 | Fairbanks | 5-C
| University of Alaska Fairbanks | North Chandalar Drive 722 | REPLACE ROOF FLASHING | 12000 | 516040055.02 | 12000 | 516040055.02 | Fairbanks | 5-C
| University of Alaska Fairbanks | North Chandalar Drive 722 | GARBAGE PAD AND FENCING | 12000 | 516052055.02 | 12000 | 516052055.02 | Fairbanks | 5-C
| University of Alaska Fairbanks | North Chandalar Drive 722 | RENEW FIXTURES AND FINISHES IN BATHROOM 4@ $5K | 20000 | 516072055.02 | 20000 | 516072055.02 | Fairbanks | 5-C
| University of Alaska Fairbanks | North Chandalar Drive 722 | REPAIR, LEVEL TRANSITION TO GARAGE AND PAVE DRIVES @ $8k PER DRIVEWAY | 16000 | 516088055.02 | 16000 | 516088055.02 | Fairbanks | 5-C
| University of Alaska Fairbanks | North Chandalar Drive 722 | REPLACE RESIDENTIAL FIRE ALARM | 20000 | 516108055.02 | 20000 | 516108055.02 | Fairbanks | 5-C
| University of Alaska Fairbanks | North Chandalar Drive 722 | REPAIR ROOF SOFFIT | 6000 | 516114055.02 | 6000 | 516114055.02 | Fairbanks | 5-C
| University of Alaska Fairbanks | North Chandalar Drive 722 | CORRECT SUB GRADE/DRAINAGE/ CONCRETE GUTTERS/SITE DRAINS | 171000 | 516285055.02 | 171000 | 516285055.02 | Fairbanks | 5-C
| University of Alaska Fairbanks | North Chandalar Drive 722 | ELECTRICAL DISTRIBUTION CODE CORRECTIONS/GROUNDING | 137772 | 516422827.02 | 137772 | 516422827.02 | Fairbanks | 5-C
| University of Alaska Fairbanks | North Chandalar Drive 722 | REPLACE INSULATION/VAPOR BARRIER/SHEETROCK | 140000 | 516562827.02 | 140000 | 516562827.02 | Fairbanks | 5-C
| University of Alaska Fairbanks | North Chandalar Drive 724 | WATERPROOF FOUNDATIONS AND SITE DRAINS AT WINDOWS FOR EGRESS | 23000 | 516585827.02 | 23000 | 516585827.02 | Fairbanks | 5-C
| University of Alaska Fairbanks | North Chandalar Drive 724 | REPLACE ROOF FLASHING | 12000 | 516597827.02 | 12000 | 516597827.02 | Fairbanks | 5-C
| University of Alaska Fairbanks | North Chandalar Drive 724 | REPLACE INTERIOR DOOR HARDWARE | 9000 | 516606827.02 | 9000 | 516606827.02 | Fairbanks | 5-C
| University of Alaska Fairbanks | North Chandalar Drive 724 | INSTALL HRV'S 3 @$20K PER UNIT | 60000 | 516666827.02 | 60000 | 516666827.02 | Fairbanks | 5-C
| University of Alaska Fairbanks | North Chandalar Drive 724 | KITCHEN CABINET/APPLIANCES 3 Kitchen @ $17K | 51000 | 516717827.02 | 51000 | 516717827.02 | Fairbanks | 5-C
| University of Alaska Fairbanks | North Chandalar Drive 724 | REFINISH INTERIOR WALLS, FLOORS, CEILINGS | 45000 | 516762827.02 | 45000 | 516762827.02 | Fairbanks | 5-C
| University of Alaska Fairbanks | North Chandalar Drive 724 | REPLACE ENTRY STAIRS AND SIDEWALK | 40000 | 516802827.02 | 40000 | 516802827.02 | Fairbanks | 5-C
| University of Alaska Fairbanks | North Chandalar Drive 724 | REPLACE EXTERIOR DOOR | 8000 | 516810827.02 | 8000 | 516810827.02 | Fairbanks | 5-C
| University of Alaska Fairbanks | North Chandalar Drive 724 | REPAIR, LEVEL TRANSITION TO GARAGE AND PAVE DRIVES 3 @ $8k PER DRIVEWAY | 24000 | 516834827.02 | 24000 | 516834827.02 | Fairbanks | 5-C
| University of Alaska Fairbanks | North Chandalar Drive 724 | REPAIR ROOF SOFFIT | 6000 | 516840827.02 | 6000 | 516840827.02 | Fairbanks | 5-C
| University of Alaska Fairbanks | North Chandalar Drive 724 | CORRECT SUB GRADE/DRAINAGE/ CONCRETE GUTTERS/SITE DRAINS | 171000 | 517011827.02 | 171000 | 517011827.02 | Fairbanks | 5-C
| University of Alaska Fairbanks | North Chandalar Drive 724 | ELECTRICAL DISTRIBUTION CODE CORRECTIONS/GROUNDING | 137772 | 517149599.02 | 137772 | 517149599.02 | Fairbanks | 5-C
| University of Alaska Fairbanks | North Chandalar Drive 724 | GARBAGE PAD AND FENCING | 12000 | 517161599.02 | 12000 | 517161599.02 | Fairbanks | 5-C
| University of Alaska Fairbanks | North Chandalar Drive 724 | RENEW FIXTURES AND FINISHES IN BATHROOM 3@ $5K | 15000 | 517176599.02 | 15000 | 517176599.02 | Fairbanks | 5-C
| University of Alaska Fairbanks | North Chandalar Drive 724 | REPLACE RESIDENTIAL FIRE ALARM | 20000 | 517196599.02 | 20000 | 517196599.02 | Fairbanks | 5-C
| University of Alaska Fairbanks | North Chandalar Drive 724 | REPLACE INSULATION/VAPOR BARRIER/SHEETROCK | 140000 | 517336599.02 | 140000 | 517336599.02 | Fairbanks | 5-C
| University of Alaska Fairbanks | North Chandalar Drive 726 | WATERPROOF FOUNDATIONS AND SITE DRAINS AT WINDOWS FOR EGRESS | 43000 | 517379599.02 | 43000 | 517379599.02 | Fairbanks | 5-C
| University of Alaska Fairbanks | North Chandalar Drive 726 | REPLACE ROOF FLASHING | 12000 | 517391599.02 | 12000 | 517391599.02 | Fairbanks | 5-C
| University of Alaska Fairbanks | North Chandalar Drive 726 | REPLACE INTERIOR DOOR HARDWARE | 9000 | 517400599.02 | 9000 | 517400599.02 | Fairbanks | 5-C
| University of Alaska Fairbanks | North Chandalar Drive 726 | INSTALL HRV'S 2 @$20K PER UNIT | 40000 | 517440599.02 | 40000 | 517440599.02 | Fairbanks | 5-C
| University of Alaska Fairbanks | North Chandalar Drive 726 | KITCHEN CABINET/APPLIANCES 2 Kitchen @ $17K | 34000 | 517474599.02 | 34000 | 517474599.02 | Fairbanks | 5-C
| University of Alaska Fairbanks | North Chandalar Drive 726 | REFINISH INTERIOR WALLS, FLOORS, CEILINGS | 45000 | 517519599.02 | 45000 | 517519599.02 | Fairbanks | 5-C
| University of Alaska Fairbanks | North Chandalar Drive 726 | REPLACE ENTRY STAIRS AND SIDEWALK | 40000 | 517559599.02 | 40000 | 517559599.02 | Fairbanks | 5-C
| University of Alaska Fairbanks | North Chandalar Drive 726 | REPLACE EXTERIOR DOOR | 8000 | 517567599.02 | 8000 | 517567599.02 | Fairbanks | 5-C
| University of Alaska Fairbanks | North Chandalar Drive 726 | REPAIR, LEVEL TRANSITION TO GARAGE AND PAVE DRIVES @ $8k PER DRIVEWAY | 16000 | 517583599.02 | 16000 | 517583599.02 | Fairbanks | 5-C
| University of Alaska Fairbanks | North Chandalar Drive 726 | REPAIR ROOF SOFFIT | 6000 | 517589599.02 | 6000 | 517589599.02 | Fairbanks | 5-C
| University of Alaska Fairbanks | North Chandalar Drive 726 | CORRECT SUB GRADE/DRAINAGE/ CONCRETE GUTTERS/SITE DRAINS | 171000 | 517760599.02 | 171000 | 517760599.02 | Fairbanks | 5-C
| University of Alaska Fairbanks | North Chandalar Drive 726 | ELECTRICAL DISTRIBUTION CODE CORRECTIONS/GROUNDING | 137772 | 517898371.02 | 137772 | 517898371.02 | Fairbanks | 5-C
| University of Alaska Fairbanks | North Chandalar Drive 726 | GARBAGE PAD AND FENCING | 12000 | 517910371.02 | 12000 | 517910371.02 | Fairbanks | 5-C
| University of Alaska Fairbanks | North Chandalar Drive 726 | RENEW FIXTURES AND FINISHES IN BATHROOM 4@ $5K | 20000 | 517930371.02 | 20000 | 517930371.02 | Fairbanks | 5-C
| University of Alaska Fairbanks | North Chandalar Drive 726 | REPLACE RESIDENTIAL FIRE ALARM | 20000 | 517950371.02 | 20000 | 517950371.02 | Fairbanks | 5-C
| University of Alaska Fairbanks | North Chandalar Drive 726 | REPLACE INSULATION/VAPOR BARRIER/SHEETROCK | 140000 | 518090371.02 | 140000 | 518090371.02 | Fairbanks | 5-C
| University of Alaska Fairbanks | North Chandalar Drive 727 | REPAIR ROOF SOFFIT | 6000 | 518096371.02 | 6000 | 518096371.02 | Fairbanks | 5-C
| University of Alaska Fairbanks | North Chandalar Drive 727 | REPLACE INSULATION/VAPOR BARRIER/SHEETROCK | 89000 | 518185371.02 | 89000 | 518185371.02 | Fairbanks | 5-C
| University of Alaska Fairbanks | North Chandalar Drive 727 | REPLACE RESIDENTIAL FIRE ALARM | 40000 | 518225371.02 | 40000 | 518225371.02 | Fairbanks | 5-C
| University of Alaska Fairbanks | North Chandalar Drive 727 | WATERPROOF FOUNDATIONS AND SITE DRAINS | 49000 | 518274371.02 | 49000 | 518274371.02 | Fairbanks | 5-C
| University of Alaska Fairbanks | North Chandalar Drive 727 | CONCRETE VALLEY GUTTERS | 6000 | 518280371.02 | 6000 | 518280371.02 | Fairbanks | 5-C
| University of Alaska Fairbanks | North Chandalar Drive 727 | CORRECT DEFICIENCIES/ CONDITION/SUB GRADE/DRAINAGE | 153000 | 518433371.02 | 153000 | 518433371.02 | Fairbanks | 5-C
| University of Alaska Fairbanks | North Chandalar Drive 727 | ELECTRICAL DISTRIBUTION CODE CORRECTIONS/GROUNDING | 137815 | 518571186.02 | 137815 | 518571186.02 | Fairbanks | 5-C
| University of Alaska Fairbanks | North Chandalar Drive 727 | GARBAGE FENCING | 6000 | 518577186.02 | 6000 | 518577186.02 | Fairbanks | 5-C
| University of Alaska Fairbanks | North Chandalar Drive 727 | INSTALL AIR-TO -AIR HEAT EXCHANGER | 31000 | 518608186.02 | 31000 | 518608186.02 | Fairbanks | 5-C
| University of Alaska Fairbanks | North Chandalar Drive 727 | KITCHEN CABINET/APPLIANCES | 55000 | 518663186.02 | 55000 | 518663186.02 | Fairbanks | 5-C
| University of Alaska Fairbanks | North Chandalar Drive 727 | PAVE DRIVES | 18000 | 518681186.02 | 18000 | 518681186.02 | Fairbanks | 5-C
| University of Alaska Fairbanks | North Chandalar Drive 727 | REFINISH INTERIOR WALLS, FLOORS, CEILINGS | 86000 | 518767186.02 | 86000 | 518767186.02 | Fairbanks | 5-C
| University of Alaska Fairbanks | North Chandalar Drive 727 | RENEW FIXTURES AND FINISHES IN BATHROOM | 55000 | 518822186.02 | 55000 | 518822186.02 | Fairbanks | 5-C
| University of Alaska Fairbanks | North Chandalar Drive 727 | REPAIR HEAT EXCHANGER | 12000 | 518834186.02 | 12000 | 518834186.02 | Fairbanks | 5-C
| University of Alaska Fairbanks | North Chandalar Drive 727 | REPLACE CARPET | 24000 | 518858186.02 | 24000 | 518858186.02 | Fairbanks | 5-C
| University of Alaska Fairbanks | North Chandalar Drive 727 | REPLACE CERAMIC/QUARTER. TILE | 6000 | 518864186.02 | 6000 | 518864186.02 | Fairbanks | 5-C
| University of Alaska Fairbanks | North Chandalar Drive 727 | REPLACE DOOR HARDWARE | 9000 | 518873186.02 | 9000 | 518873186.02 | Fairbanks | 5-C
| University of Alaska Fairbanks | North Chandalar Drive 727 | REPLACE ENTRY STAIRS | 31000 | 518904186.02 | 31000 | 518904186.02 | Fairbanks | 5-C
| University of Alaska Fairbanks | North Chandalar Drive 727 | REPLACE EXTERIOR DOOR | 8000 | 518912186.02 | 8000 | 518912186.02 | Fairbanks | 5-C
| University of Alaska Fairbanks | North Chandalar Drive 727 | REPLACE ROOF FLASHING | 12000 | 518924186.02 | 12000 | 518924186.02 | Fairbanks | 5-C
| University of Alaska Fairbanks | North Chandalar Drive 728 | WATERPROOF FOUNDATIONS AND SITE DRAINS AT WINDOWS FOR EGRESS | 23000 | 518947186.02 | 23000 | 518947186.02 | Fairbanks | 5-C
| University of Alaska Fairbanks | North Chandalar Drive 728 | REPLACE ROOF FLASHING | 12000 | 518959186.02 | 12000 | 518959186.02 | Fairbanks | 5-C
| University of Alaska Fairbanks | North Chandalar Drive 728 | REPLACE INTERIOR DOOR HARDWARE | 9000 | 518968186.02 | 9000 | 518968186.02 | Fairbanks | 5-C
| University of Alaska Fairbanks | North Chandalar Drive 728 | INSTALL HRV'S 3 @$20K PER UNIT | 60000 | 519028186.02 | 60000 | 519028186.02 | Fairbanks | 5-C
| University of Alaska Fairbanks | North Chandalar Drive 728 | KITCHEN CABINET/APPLIANCES 3 Kitchen @ $17K | 51000 | 519079186.02 | 51000 | 519079186.02 | Fairbanks | 5-C
| University of Alaska Fairbanks | North Chandalar Drive 728 | REFINISH INTERIOR WALLS, FLOORS, CEILINGS | 45000 | 519124186.02 | 45000 | 519124186.02 | Fairbanks | 5-C
| University of Alaska Fairbanks | North Chandalar Drive 728 | REPLACE ENTRY STAIRS AND SIDEWALK | 40000 | 519164186.02 | 40000 | 519164186.02 | Fairbanks | 5-C
| University of Alaska Fairbanks | North Chandalar Drive 728 | REPLACE EXTERIOR DOOR | 8000 | 519172186.02 | 8000 | 519172186.02 | Fairbanks | 5-C
| University of Alaska Fairbanks | North Chandalar Drive 728 | REPAIR, LEVEL TRANSITION TO GARAGE AND PAVE DRIVES 3 @ $8k PER DRIVEWAY | 24000 | 519196186.02 | 24000 | 519196186.02 | Fairbanks | 5-C
| University of Alaska Fairbanks | North Chandalar Drive 728 | REPAIR ROOF SOFFIT | 6000 | 519202186.02 | 6000 | 519202186.02 | Fairbanks | 5-C
| University of Alaska Fairbanks | North Chandalar Drive 728 | CORRECT SUB GRADE/DRAINAGE/ CONCRETE GUTTERS/SITE DRAINS | 171000 | 519373186.02 | 171000 | 519373186.02 | Fairbanks | 5-C
| University of Alaska Fairbanks | North Chandalar Drive 728 | ELECTRICAL DISTRIBUTION CODE CORRECTIONS/GROUNDING | 137772 | 519510958.02 | 137772 | 519510958.02 | Fairbanks | 5-C
| University of Alaska Fairbanks | North Chandalar Drive 728 | GARBAGE PAD AND FENCING | 12000 | 519522958.02 | 12000 | 519522958.02 | Fairbanks | 5-C
| University of Alaska Fairbanks | North Chandalar Drive 728 | RENEW FIXTURES AND FINISHES IN BATHROOM 3@ $5K | 15000 | 519537958.02 | 15000 | 519537958.02 | Fairbanks | 5-C
| University of Alaska Fairbanks | North Chandalar Drive 728 | REPLACE RESIDENTIAL FIRE ALARM | 20000 | 519557958.02 | 20000 | 519557958.02 | Fairbanks | 5-C
| University of Alaska Fairbanks | North Chandalar Drive 728 | REPLACE INSULATION/VAPOR BARRIER/SHEETROCK | 140000 | 519697958.02 | 140000 | 519697958.02 | Fairbanks | 5-C
| University of Alaska Fairbanks | Octagon-Koyukuk (Ski Hut) | REFINISH INTERIOR WALLS, FLOORS AND CEILINGS | 20000 | 519717958.02 | 20000 | 519717958.02 | Fairbanks | 5-C
| University of Alaska Fairbanks | Office of Electronic Miniaturization | DISPOSE OF UNUSED FUME HOODS AND LAB COUNTERS | 20000 | 519737958.02 | 20000 | 519737958.02 | Fairbanks | 1-A
| University of Alaska Fairbanks | Office of Electronic Miniaturization | INSTALL BUILDING OCCUPANCY SENSORS FOR ENERGY EFFICIENCY | 15000 | 519752958.02 | 15000 | 519752958.02 | Fairbanks | 1-A
| University of Alaska Fairbanks | Office of Electronic Miniaturization | UPGRADE BUILDING ENTRANCE TO COMMERCIAL STANDARD WITH DOOR SWING TO DIRECTION OF TRAVEL | 20000 | 519772958.02 | 20000 | 519772958.02 | Fairbanks | 1-A
| University of Alaska Fairbanks | Office of Electronic Miniaturization | BUILDING ENVELOPE REPAIR AND IMPROVEMENT | 200000 | 519972958.02 | 200000 | 519972958.02 | Fairbanks | 1-A
| University of Alaska Fairbanks | Office of Electronic Miniaturization | INSTALL THE BUILDING EDGE FOUNDATION FOR ENERGY EFFICIENCY | 40000 | 520012958.02 | 40000 | 520012958.02 | Fairbanks | 1-A
| University of Alaska Fairbanks | Office of Electronic Miniaturization | MINOR ELECTRICAL REPAIRS AND UPGRADE TO THE BUILDING SYSTEM AND ENTRANCE | 5000 | 520017958.02 | 5000 | 520017958.02 | Fairbanks | 1-A
| University of Alaska Fairbanks | Office of Electronic Miniaturization | REPLACE THE 7 AHU IN THE BUILDING WITH ONE CENTRAL MECHANICAL SYSTEM | 250000 | 520267958.02 | 250000 | 520267958.02 | Fairbanks | 1-A
| University of Alaska Fairbanks | Office of Electronic Miniaturization | UPGRADE BOILER ROOM INCLUDE, REPLACE BOILERS, DOOR, AND SPRINKLER | 200000 | 520467958.02 | 200000 | 520467958.02 | Fairbanks | 1-A
| University of Alaska Fairbanks | O'Neill Resources Building | O'Neill West Passenger Elevator: Manufactured by US elevator Installed: 1971. This elevator has never been modernized and US Elevator is no longer in business. Existing equipment is a motor/generator supplying DC power to motor driven machine with an antiquated relay logic controller. Modernization and Upgrades will include: New machine and 3-phase AC motor, new digital VFD controller, new door operators for car & lobbies, new governor, new ropes, car finishes, lights, and control panel | 150000 | 520617958.02 | 150000 | 520617958.02 | Fairbanks | 5-C
| University of Alaska Fairbanks | O'Neill Resources Building | ABATE BURIED FUEL TANK-O'NEILL | 109000 | 520726958.02 | 109000 | 520726958.02 | Fairbanks | 5-C
| University of Alaska Fairbanks | O'Neill Resources Building | CHEMICAL STORAGE ROOM | 700000 | 521426958.02 | 700000 | 521426958.02 | Fairbanks | 5-C
| University of Alaska Fairbanks | O'Neill Resources Building | ENCLOSE/ADD AIR SHAFT PERMANENT FALL PROTECTION | 361000 | 521787958.02 | 361000 | 521787958.02 | Fairbanks | 5-C
| University of Alaska Fairbanks | O'Neill Resources Building | REPLACE ROOF AND INSTALL GUARDRAIL | 1700000 | 523487958.02 | 1700000 | 523487958.02 | Fairbanks | 5-C
| University of Alaska Fairbanks | O'Neill Resources Building | ADA RENOVATIONS | 734699 | 524222657.02 | 734699 | 524222657.02 | Fairbanks | 5-C
| University of Alaska Fairbanks | O'Neill Resources Building | CONSTRUCT GENDER INCLUSIVE AND ADA TOILET AT EACH FLOOR | 550000 | 524772657.02 | 550000 | 524772657.02 | Fairbanks | 5-C
| University of Alaska Fairbanks | O'Neill Resources Building | ASBESTOS ABATEMENT | 937140 | 525709797.02 | 937140 | 525709797.02 | Fairbanks | 5-C
| University of Alaska Fairbanks | O'Neill Resources Building | DOORS AND HARDWARE | 674960 | 526384757.02 | 674960 | 526384757.02 | Fairbanks | 5-C
| University of Alaska Fairbanks | O'Neill Resources Building | EXTERIOR ARCHITECTURAL RENOVATIONS | 1138000 | 527522757.02 | 1138000 | 527522757.02 | Fairbanks | 5-C
| University of Alaska Fairbanks | O'Neill Resources Building | INFILL OFFICE AND SUPPORT SPACE | 2385000 | 529907757.02 | 2385000 | 529907757.02 | Fairbanks | 5-C
| University of Alaska Fairbanks | O'Neill Resources Building | INSTALL CONDENSATE VENT | 172000 | 530079757.02 | 172000 | 530079757.02 | Fairbanks | 5-C
| University of Alaska Fairbanks | O'Neill Resources Building | INSTALL VIDEO SURVEILLANCE SYSTEM | 612040 | 530691797.02 | 612040 | 530691797.02 | Fairbanks | 5-C
| University of Alaska Fairbanks | O'Neill Resources Building | INSULATE / FINISH SERVICE TOWERS | 982000 | 531673797.02 | 982000 | 531673797.02 | Fairbanks | 5-C
| University of Alaska Fairbanks | O'Neill Resources Building | ISOLATE LABS FROM COMMON INTERSTITIAL SPACE AND ADJACENT OFFICES AND CORRIDORS FOR CODE AND AIR QUALITY COMPLIANCE. | 15441000 | 547114797.02 | 15441000 | 547114797.02 | Fairbanks | 5-C
| University of Alaska Fairbanks | O'Neill Resources Building | LAB ELECTRICAL CODE CORRECTIONS | 972000 | 548086797.02 | 972000 | 548086797.02 | Fairbanks | 5-C
| University of Alaska Fairbanks | O'Neill Resources Building | LAB PLUMBING UPGRADE | 617000 | 548703797.02 | 617000 | 548703797.02 | Fairbanks | 5-C
| University of Alaska Fairbanks | O'Neill Resources Building | RENOVATE LAB CASEWORK AND FINISHES | 6912000 | 555615797.02 | 6912000 | 555615797.02 | Fairbanks | 5-C
| University of Alaska Fairbanks | O'Neill Resources Building | RENOVATE ROOM FINISHES | 2163000 | 557778797.02 | 2163000 | 557778797.02 | Fairbanks | 5-C
| University of Alaska Fairbanks | O'Neill Resources Building | REPLACE DATA/TELECOM SYSTEM | 2137995 | 559916792.02 | 2137995 | 559916792.02 | Fairbanks | 5-C
| University of Alaska Fairbanks | O'Neill Resources Building | REPLACE EXTERIOR EGRESS DOORS, INSULATED | 161000 | 560077792.02 | 161000 | 560077792.02 | Fairbanks | 5-C
| University of Alaska Fairbanks | O'Neill Resources Building | REPLACE FIRE ALARM SYSTEM | 2140000 | 562217792.02 | 2140000 | 562217792.02 | Fairbanks | 5-C
| University of Alaska Fairbanks | O'Neill Resources Building | REPLACE HVAC SYSTEM-FANS, DUCTS, VAV'S | 3557000 | 565774792.02 | 3557000 | 565774792.02 | Fairbanks | 5-C
| University of Alaska Fairbanks | O'Neill Resources Building | REPLACE HYDRONIC HEATING SYSTEM AND ADD PERIMETER HEATING | 3359800 | 569134592.02 | 3359800 | 569134592.02 | Fairbanks | 5-C
| University of Alaska Fairbanks | O'Neill Resources Building | REPLACE SPRINKLER SYSTEM | 1284640 | 570419232.02 | 1284640 | 570419232.02 | Fairbanks | 5-C
| University of Alaska Fairbanks | O'Neill Resources Building | REPLACE UNBRACED OLD CEILING SYSTEM | 1091000 | 571510232.02 | 1091000 | 571510232.02 | Fairbanks | 5-C
| University of Alaska Fairbanks | O'Neill Resources Building | REPLACE WATER LINES AND EQUIPMENT | 1522995 | 573033227.02 | 1522995 | 573033227.02 | Fairbanks | 5-C
| University of Alaska Fairbanks | O'Neill Resources Building | REVITALIZATION DESIGN | 643000 | 573676227.02 | 643000 | 573676227.02 | Fairbanks | 5-C
| University of Alaska Fairbanks | O'Neill Resources Building | SEISMIC UPGRADES AND BRACING | 1308000 | 574984227.02 | 1308000 | 574984227.02 | Fairbanks | 5-C
| University of Alaska Fairbanks | O'Neill Resources Building | SITE REMEDIATION | 84000 | 575068227.02 | 84000 | 575068227.02 | Fairbanks | 5-C
| University of Alaska Fairbanks | O'Neill Resources Building | STAIRWELL AND BUILDING ENTRANCE RENOVATIONS | 427400 | 575495627.02 | 427400 | 575495627.02 | Fairbanks | 5-C
| University of Alaska Fairbanks | O'Neill Resources Building | UPGRADE DATA AND ELECTRICAL UTILITY ACCESS | 230000 | 575725627.02 | 230000 | 575725627.02 | Fairbanks | 5-C
| University of Alaska Fairbanks | O'Neill Resources Building | ABATE ACM ACOUSTIC SPRAYED CLASSROOM CEILINGS | 238000 | 575963627.02 | 238000 | 575963627.02 | Fairbanks | 5-C
| University of Alaska Fairbanks | O'Neill Resources Building | CONSTRUCT FIRE WALLS AND SEPARATE RETURN AIR PATHS | 3725000 | 579688627.02 | 3725000 | 579688627.02 | Fairbanks | 5-C
| University of Alaska Fairbanks | O'Neill Resources Building | ENERGY CONSERVATION LIGHTING UPGRADES | 813250 | 580501877.02 | 813250 | 580501877.02 | Fairbanks | 5-C
| University of Alaska Fairbanks | O'Neill Resources Building | FLOOR TRUSS TO COLUMN SEISMIC CORRECTIONS | 792000 | 581293877.02 | 792000 | 581293877.02 | Fairbanks | 5-C
| University of Alaska Fairbanks | O'Neill Resources Building | INSTALL HEAT RECOVERY SYSTEM | 1026740 | 582320617.02 | 1026740 | 582320617.02 | Fairbanks | 5-C
| University of Alaska Fairbanks | O'Neill Resources Building | RENOVATE ELECTRICAL SERVICE | 2330000 | 584650617.02 | 2330000 | 584650617.02 | Fairbanks | 5-C
| University of Alaska Fairbanks | O'Neill Resources Building | REPLACE ELECTRICAL SWITCHES AND OUTLETS; ADD GFCA | 1601600 | 586252217.02 | 1601600 | 586252217.02 | Fairbanks | 5-C
| University of Alaska Fairbanks | O'Neill Resources Building | RETROFIT HVAC CONTROLS WITH DDC CONTROLS | 546000 | 586798217.02 | 546000 | 586798217.02 | Fairbanks | 5-C
| University of Alaska Fairbanks | O'Neill Resources Building | UPGRADE BUILDING COOLING SYSTEM | 826000 | 587624217.02 | 826000 | 587624217.02 | Fairbanks | 5-C
| University of Alaska Fairbanks | Orca Building | DOWNSIZE THE EXHAUST FANS TO FIT THE PROGRAM | 10000 | 587634217.02 | 10000 | 587634217.02 | Seward | 29-O
| University of Alaska Fairbanks | Orca Building | PROVIDE VENTILATION MAKEUP AIR | 20000 | 587654217.02 | 20000 | 587654217.02 | Seward | 29-O
| University of Alaska Fairbanks | Owen, Alfred A Bldg | REPAIR AND REPLACE EXTERIOR WINDOWS AND SIDING | 1440000 | 589094217.02 | 1440000 | 589094217.02 | Kodiak | 32-P
| University of Alaska Fairbanks | Owen, Alfred A Bldg | ADD ADA VAN PARKING AT THE REAR OF THE BUILDING | 40000 | 589134217.02 | 40000 | 589134217.02 | Kodiak | 32-P
| University of Alaska Fairbanks | Owen, Alfred A Bldg | MODIFY EMERGENCY EXIT DOOR LANDINGS & PROVIDE PATH FROM BUILDING | 200000 | 589334217.02 | 200000 | 589334217.02 | Kodiak | 32-P
| University of Alaska Fairbanks | Owen, Alfred A Bldg | REPAIR MAIN SIDEWALK IN FRONT OF BUILDING TO BE ADA COMPLIANT | 40000 | 589374217.02 | 40000 | 589374217.02 | Kodiak | 32-P
| University of Alaska Fairbanks | Owen, Alfred A Bldg | REPLACE BUILDING ROOM & WAYFINDING SIGNAGE TO BE ADA COMPLIANT | 10000 | 589384217.02 | 10000 | 589384217.02 | Kodiak | 32-P
| University of Alaska Fairbanks | Owen, Alfred A Bldg | CONDITIONED POWER SUPPLY | 150000 | 589534217.02 | 150000 | 589534217.02 | Kodiak | 32-P
| University of Alaska Fairbanks | Owen, Alfred A Bldg | CONVERT LAB VENTILATION TO VAV | 500000 | 590034217.02 | 500000 | 590034217.02 | Kodiak | 32-P
| University of Alaska Fairbanks | Owen, Alfred A Bldg | CONVERT PNEUMATIC CONTROLS/UPGRADE DDC | 175000 | 590209217.02 | 175000 | 590209217.02 | Kodiak | 32-P
| University of Alaska Fairbanks | Owen, Alfred A Bldg | KITCHEN RANGE UPGRADE | 25000 | 590234217.02 | 25000 | 590234217.02 | Kodiak | 32-P
| University of Alaska Fairbanks | Owen, Alfred A Bldg | R&R ROOF AND FASCIA | 750000 | 590984217.02 | 750000 | 590984217.02 | Kodiak | 32-P
| University of Alaska Fairbanks | Owen, Alfred A Bldg | REPAIR COOLING FOR HUB ROOM | 100000 | 591084217.02 | 100000 | 591084217.02 | Kodiak | 32-P
| University of Alaska Fairbanks | Owen, Alfred A Bldg | REPAIR CORRODED STRUCTURAL ELEMENTS | 500000 | 591584217.02 | 500000 | 591584217.02 | Kodiak | 32-P
| University of Alaska Fairbanks | Owen, Alfred A Bldg | REPLACE CHAMBER REFRIGERATION PLANT | 400000 | 591984217.02 | 400000 | 591984217.02 | Kodiak | 32-P
| University of Alaska Fairbanks | Owen, Alfred A Bldg | REPLACE CHILLER | 300000 | 592284217.02 | 300000 | 592284217.02 | Kodiak | 32-P
| University of Alaska Fairbanks | Owen, Alfred A Bldg | REPLACE FLUID COOLER | 250000 | 592534217.02 | 250000 | 592534217.02 | Kodiak | 32-P
| University of Alaska Fairbanks | Owen, Alfred A Bldg | UPGRADE EXTERIOR LIGHTING INCLUDING PARKING LOT | 250000 | 592784217.02 | 250000 | 592784217.02 | Kodiak | 32-P
| University of Alaska Fairbanks | Owen, Alfred A Bldg | BUILDING MAIN ELECTRICAL SERVICE | 125000 | 592909217.02 | 125000 | 592909217.02 | Kodiak | 32-P
| University of Alaska Fairbanks | Owen, Alfred A Bldg | EMERGENCY GENERATOR UPGRADE | 150000 | 593059217.02 | 150000 | 593059217.02 | Kodiak | 32-P
| University of Alaska Fairbanks | Owen, Alfred A Bldg | REPAIR AND REPLACE INTERIOR CARPET/PAINT | 500000 | 593559217.02 | 500000 | 593559217.02 | Kodiak | 32-P
| University of Alaska Fairbanks | Owen, Alfred A Bldg | REPAIR AND REPLACE MECHANICAL EQUIPMENT AND BOILER | 300000 | 593859217.02 | 300000 | 593859217.02 | Kodiak | 32-P
| University of Alaska Fairbanks | Owen, Alfred A Bldg | The severe saltwater, wind, and sun exposure has ruined the exterior wood siding and compromised the exterior thermal envelope on this side of the building. | 1740000 | 595599217.02 | 1740000 | 595599217.02 | Kodiak | 32-P
| University of Alaska Fairbanks | Owen, Alfred A Bldg | UPGRADE BUILDING ELECTRICAL DISTRIBUTION | 235000 | 595834217.02 | 235000 | 595834217.02 | Kodiak | 32-P
| University of Alaska Fairbanks | Owen, Alfred A Bldg | UPGRADE BUILDING INTERIOR LIGHTING | 300000 | 596134217.02 | 300000 | 596134217.02 | Kodiak | 32-P
| University of Alaska Fairbanks | Patty Center | RENOVATE ATHLETICS SCORE DISPLAYS | 142000 | 596276217.02 | 142000 | 596276217.02 | Fairbanks | 5-C
| University of Alaska Fairbanks | Patty Center | FIRE SEAL WALL PENETRATIONS FOR RATED WALLS | 217000 | 596493217.02 | 217000 | 596493217.02 | Fairbanks | 5-C
| University of Alaska Fairbanks | Patty Center | RELOCATE FIRE HYDRANT TO FACILITATE TRUCK ACCESS | 33000 | 596526217.02 | 33000 | 596526217.02 | Fairbanks | 5-C
| University of Alaska Fairbanks | Patty Center | IMPROVE FIRE EGRESS FROM PATTY CENTER | 708000 | 597234217.02 | 708000 | 597234217.02 | Fairbanks | 5-C
| University of Alaska Fairbanks | Patty Center | REPAIR GYPSUM SUSPENDED CEILINGS | 265000 | 597499217.02 | 265000 | 597499217.02 | Fairbanks | 5-C
| University of Alaska Fairbanks | Patty Center | REPLACE GYM FLOOR | 495000 | 597994217.02 | 495000 | 597994217.02 | Fairbanks | 5-C
| University of Alaska Fairbanks | Patty Center | INSTALL EXTERIOR LIGHTING | 97000 | 598091217.02 | 97000 | 598091217.02 | Fairbanks | 5-C
| University of Alaska Fairbanks | Patty Center | UPGRADE ATHLETIC LOCKER ROOM | 250000 | 598341217.02 | 250000 | 598341217.02 | Fairbanks | 5-C
| University of Alaska Fairbanks | Patty Center | UPGRADE FIRE ALARM SYSTEM | 100000 | 598441217.02 | 100000 | 598441217.02 | Fairbanks | 5-C
| University of Alaska Fairbanks | Patty Center | RENOVATE NCAA DIV.1 RIFLE RANGE AND EQUIPMENT | 801000 | 599242217.02 | 801000 | 599242217.02 | Fairbanks | 5-C
| University of Alaska Fairbanks | Patty Center | ADD GYM VAPOR BARRIER AND FINISHES | 1000000 | 600242217.02 | 1000000 | 600242217.02 | Fairbanks | 5-C
| University of Alaska Fairbanks | Patty Center | CONSTRUCT NEW CANOPY TO REDUCE SNOW ACCUMULATION, DECK LEAKS AND STAIR ICE ACCUMULATION | 1479000 | 601721217.02 | 1479000 | 601721217.02 | Fairbanks | 5-C
| University of Alaska Fairbanks | Patty Center | STORM WATER/ROOF RUN OFF SEPARATION FROM SEWER | 100000 | 601821217.02 | 100000 | 601821217.02 | Fairbanks | 5-C
| University of Alaska Fairbanks | Patty Center | CONSTRUCT RETAINING WALL TO PREVENT SOIL FAILURE BEHIND GYM | 600000 | 602421217.02 | 600000 | 602421217.02 | Fairbanks | 5-C
| University of Alaska Fairbanks | Patty Center | INSTALL CABLE TRAY, DATA/COMM SYSTEMS | 469000 | 602890217.02 | 469000 | 602890217.02 | Fairbanks | 5-C
| University of Alaska Fairbanks | Patty Center | UPGRADE SPRINKLER SYSTEM | 150000 | 603040217.02 | 150000 | 603040217.02 | Fairbanks | 5-C
| University of Alaska Fairbanks | Patty Center | RENEW BUILDING HVAC | 7825000 | 610865217.02 | 7825000 | 610865217.02 | Fairbanks | 5-C
| University of Alaska Fairbanks | Patty Center | RENOVATE WEIGHT ROOM - STRENGTH & CONDITIONING | 3000000 | 613865217.02 | 3000000 | 613865217.02 | Fairbanks | 5-C
| University of Alaska Fairbanks | Patty Center | CONSTRUCT NORTH PARKING LOT GRAVEL PAD AND DRIVE. PAVE & SIGN 3 SPACES FOR ADA ACCESS | 122000 | 613987217.02 | 122000 | 613987217.02 | Fairbanks | 5-C
| University of Alaska Fairbanks | Patty Center | RENOVATE EXTERIOR FINISH AND VAPOR BARRIER | 2900000 | 616887217.02 | 2900000 | 616887217.02 | Fairbanks | 5-C
| University of Alaska Fairbanks | Patty Center | Patty Center Women's Volleyball Locker Room: Renovate rooms 117, 117Am 115, 115C of the Patty Center into a new women's volleyball locker room per NCAA and Title IX requirements. Project can be completed in phases. Phase 1 is volleyball only, Phase 2 will move men's basketball into rooms 115, 115A, and 115B per the Patty Center Facilities plan. Phase 1 and 2 combined TPC $995K | 575000 | 617462217.02 | 575000 | 617462217.02 | Fairbanks | 5-C
| University of Alaska Fairbanks | Patty Center | Patty Center Locker Room Showers: Additional funding required to renovate the Patty Center Locker room showers from an open shower concept to privacy showers in compliance with Title IX. Project is designed and available funding is short $80K | 80000 | 617542217.02 | 80000 | 617542217.02 | Fairbanks | 5-C
| University of Alaska Fairbanks | Patty Center | RENOVATE OLD PLUMBING | 1500000 | 619042217.02 | 1500000 | 619042217.02 | Fairbanks | 5-C
| University of Alaska Fairbanks | Patty Center | INSTALL IMPACT RESISTANT WAINSCOTING & STAIR GUARDS | 377000 | 619419217.02 | 377000 | 619419217.02 | Fairbanks | 5-C
| University of Alaska Fairbanks | Patty Center | REVITALIZE INTERIOR FINISHES | 2132000 | 621551217.02 | 2132000 | 621551217.02 | Fairbanks | 5-C
| University of Alaska Fairbanks | Patty Center | SITE UPGRADES | 91000 | 621642217.02 | 91000 | 621642217.02 | Fairbanks | 5-C
| University of Alaska Fairbanks | Patty Center | RENOVATE ELECTRICAL DISTRIBUTION SYSTEMS | 925000 | 622567217.02 | 925000 | 622567217.02 | Fairbanks | 5-C
| University of Alaska Fairbanks | Patty Center | ADA PUBLIC TOILET ADDITIONS | 570000 | 623137217.02 | 570000 | 623137217.02 | Fairbanks | 5-C
| University of Alaska Fairbanks | Patty Center | REPLACE DOORS AND HARDWARE | 515000 | 623652217.02 | 515000 | 623652217.02 | Fairbanks | 5-C
| University of Alaska Fairbanks | Patty Center | UPGRADE HYDRONICS | 700000 | 624352217.02 | 700000 | 624352217.02 | Fairbanks | 5-C
| University of Alaska Fairbanks | Patty Ice Arena | The existing ice making system is nearly 40 years and beginning to require more maintenance and repairs. A whole building ice system is required for cost effectiveness. | 3570000 | 627922217.02 | 3570000 | 627922217.02 | Fairbanks | 5-C
| University of Alaska Fairbanks | Patty Ice Arena | The existing sprinklered heads have reached the end of their life. Old sprinklers fail or malfunction more as they age. To prevent potential problem in cases in an emergency the sprinklers heads need to be replacement. | 200000 | 628122217.02 | 200000 | 628122217.02 | Fairbanks | 5-C
| University of Alaska Fairbanks | Patty Ice Arena | The lower level doors to the Patty Ice are the main entry points for most people into the building. For aesthetics and functional reasons, the doors need to be replaced with heavy duty and inviting storefront with vision lites. Door vison lites will allow viewing from both sides of the doors to prevent accidents. | 180000 | 628302217.02 | 180000 | 628302217.02 | Fairbanks | 5-C
| University of Alaska Fairbanks | Patty Ice Arena | Currently, there is no restroom accessible to the public on the main first floor besides in the team rooms. When games or practice is held in the Patty Ice visitors including the handicapped prefer to seat in the lower level bleachers and require a public ADA restroom. | 150000 | 628452217.02 | 150000 | 628452217.02 | Fairbanks | 5-C
| University of Alaska Fairbanks | Patty Ice Arena | The interior wall painting in Patty Ice in the area south and east of the building receives a lot of abuse from hockey sticks and requires constant repainting. Half of the flooring on the west side of building still need to be replaced. Some sections are delaminating and are a tripping hazard. This includes a section of the floor on the east side of the building to the Zamboni storage area. | 250000 | 628702217.02 | 250000 | 628702217.02 | Fairbanks | 5-C
| University of Alaska Fairbanks | Patty Ice Arena | The scope of work will include heat recovery and condensation controls. | 5000000 | 633702217.02 | 5000000 | 633702217.02 | Fairbanks | 5-C
| University of Alaska Fairbanks | Patty Ice Arena | During spring break-up, water is sipping from the ground in to the lower level bleachers on the north east side of the building. Scope of work involves excavation and determining the best fix to seal the source of water penetration into the building. | 170000 | 633872217.02 | 170000 | 633872217.02 | Fairbanks | 5-C
| University of Alaska Fairbanks | Patty Ice Arena | The team rooms experience heavy use and are in need of upgrading. The upgrade will include ADA compliant showers. | 505000 | 634377217.02 | 505000 | 634377217.02 | Fairbanks | 5-C
| University of Alaska Fairbanks | Paul B. Reichardt Building | FACILITY CONDITION ASSESSMENT: PERFORM BUILDING CONDITION ASSESSMENT WITH AND AN EMPHASIS ON LAB PLANNING, VENTILATION, AND HEAT RECOVERY (HIGH STEAM USE CURRENTLY) | 75000 | 634452217.02 | 75000 | 634452217.02 | Fairbanks | 5-C
| University of Alaska Fairbanks | Paul B. Reichardt Building | REFURBISH RESTROOM. RESTROOM COUNTER TOPS ARE DISCOLORING FROM AND DAMAGED FROM WATER SPLASHING. REPLACE COUNTER TOPS WITH SOLID SURFACE. | 712000 | 635164217.02 | 712000 | 635164217.02 | Fairbanks | 5-C
| University of Alaska Fairbanks | Physical Plant | FIRE EGRESS CORRECTIONS/STAIRWELL REPLACEMENT | 650000 | 635814217.02 | 650000 | 635814217.02 | Fairbanks | 5-C
| University of Alaska Fairbanks | Physical Plant | FIRE ALARM REPLACEMENT | 200000 | 636014217.02 | 200000 | 636014217.02 | Fairbanks | 5-C
| University of Alaska Fairbanks | Physical Plant | INSTALL EMERGENCY POWER | 515000 | 636529217.02 | 515000 | 636529217.02 | Fairbanks | 5-C
| University of Alaska Fairbanks | Physical Plant | MECHANICAL SYSTEM REPLACEMENT IN NORTHWEST OF BUILDING | 1250000 | 637779217.02 | 1250000 | 637779217.02 | Fairbanks | 5-C
| University of Alaska Fairbanks | Physical Plant | REPLACE LIFT STATION IN UTILIDOR | 125000 | 637904217.02 | 125000 | 637904217.02 | Fairbanks | 5-C
| University of Alaska Fairbanks | Physical Plant | STRUCTURAL IMPROVEMENTS | 1250000 | 639154217.02 | 1250000 | 639154217.02 | Fairbanks | 5-C
| University of Alaska Fairbanks | Physical Plant | ARCHITECTURAL REPAIRS: INTERIOR FINISHES REFURB | 650000 | 639804217.02 | 650000 | 639804217.02 | Fairbanks | 5-C
| University of Alaska Fairbanks | Physical Plant | ELECTRICAL SYSTEM REPLACEMENT | 150000 | 639954217.02 | 150000 | 639954217.02 | Fairbanks | 5-C
| University of Alaska Fairbanks | Physical Plant | HAZARDOUS MATERIALS ABATEMENT | 150000 | 640104217.02 | 150000 | 640104217.02 | Fairbanks | 5-C
| University of Alaska Fairbanks | Physical Plant | NW QUADRANT LIGHTING REPLACEMENT | 125000 | 640229217.02 | 125000 | 640229217.02 | Fairbanks | 5-C
| University of Alaska Fairbanks | Physical Plant | PHYSICAL PLANT PARKING LOT: RESURFACE/ASPHALT | 650000 | 640879217.02 | 650000 | 640879217.02 | Fairbanks | 5-C
| University of Alaska Fairbanks | Physical Plant | REPLACE APPROX.2478 SF OF BUR. ROOF APPROX. 48 YEARS OLD | 100000 | 640979217.02 | 100000 | 640979217.02 | Fairbanks | 5-C
| University of Alaska Fairbanks | Rae, K M Marine Educ Ctr | MODERNIZE FIRE ALARM SYSTEM | 125000 | 641104217.02 | 125000 | 641104217.02 | Seward | 29-O
| University of Alaska Fairbanks | Rae, K M Marine Educ Ctr | NEW INSULATED SIDING | 850000 | 641954217.02 | 850000 | 641954217.02 | Seward | 29-O
| University of Alaska Fairbanks | Rasmuson Library | RARE BOOK COOLER REPAIRS | 20000 | 641974217.02 | 20000 | 641974217.02 | Fairbanks | 5-C
| University of Alaska Fairbanks | Rasmuson Library | ROOF "D" REPLACEMENT | 645000 | 642619217.02 | 645000 | 642619217.02 | Fairbanks | 5-C
| University of Alaska Fairbanks | Rural Ed Ctr-Ft Yukon | REPAIR AND ADD HEADBOLT OUTLETS | 19000 | 642638217.02 | 19000 | 642638217.02 | Fort Yukon | 6-C
| University of Alaska Fairbanks | Rural Ed Ctr-Ft Yukon | CODE CORRECTION POWER AND PHONE LINES | 80000 | 642718217.02 | 80000 | 642718217.02 | Fort Yukon | 6-C
| University of Alaska Fairbanks | Rural Ed Ctr-Tok | CONVERT EXTERIOR LIGHTS FROM INCANDESCENT TO LED | 30000 | 642748217.02 | 30000 | 642748217.02 | Tok | 6-C
| University of Alaska Fairbanks | Rural Ed Ctr-Tok | PROVIDE 1 HOUR SEPARATION AT STORAGE ROOM AND LAUNDRY ROOM | 5000 | 642753217.02 | 5000 | 642753217.02 | Tok | 6-C
| University of Alaska Fairbanks | Rural Ed Ctr-Tok | PROVIDE CRAWL SPACE VENTILATION | 15000 | 642768217.02 | 15000 | 642768217.02 | Tok | 6-C
| University of Alaska Fairbanks | Rural Ed Ctr-Tok | REPAIR AND ADD HEADBOLT OUTLETS & ADA COMPLIANT HB'S | 25000 | 642793217.02 | 25000 | 642793217.02 | Tok | 6-C
| University of Alaska Fairbanks | Rural Ed Ctr-Tok | ELECTRICAL AND PHONE REWIRING | 5000 | 642798217.02 | 5000 | 642798217.02 | Tok | 6-C
| University of Alaska Fairbanks | Rural Ed Ctr-Tok | INSTALL AN NEW CENTER SIGN THAT IS CONSISTENT WITH NEW UAF SIGNS AND BRANDING | 7000 | 642805217.02 | 7000 | 642805217.02 | Tok | 6-C
| University of Alaska Fairbanks | Rural Ed Ctr-Tok | INTERIOR FINISHES UPGRADE | 50000 | 642855217.02 | 50000 | 642855217.02 | Tok | 6-C
| University of Alaska Fairbanks | Rural Ed Ctr-Tok | REPLACE SEPTIC TANK AND SYSTEM TO LARGER APPROPRIATE SIZE | 80000 | 642935217.02 | 80000 | 642935217.02 | Tok | 6-C
| University of Alaska Fairbanks | Rural Ed Ctr-Tok | REPLACE STAIR TO MECHANICAL ROOM W/ METAL GALVANIZED STAIR | 10000 | 642945217.02 | 10000 | 642945217.02 | Tok | 6-C
| University of Alaska Fairbanks | Rural Ed Ctr-Tok | LANDSCAPING IMPROVEMENT | 5000 | 642950217.02 | 5000 | 642950217.02 | Tok | 6-C
| University of Alaska Fairbanks | Signer's Hall | BUILDING DOES NOT HAVE CODE REQUIRED EMERGENCY LIGHTING | 325000 | 643275217.02 | 325000 | 643275217.02 | Fairbanks | 5-C
| University of Alaska Fairbanks | Signer's Hall | THE EXISTING FIRE ALARM SYSTEM IS OBSELETE AND NEEDS UPGRADING | 110000 | 643385217.02 | 110000 | 643385217.02 | Fairbanks | 5-C
| University of Alaska Fairbanks | Signer's Hall | SECURITY SYSTEM UPGRADE | 33000 | 643418217.02 | 33000 | 643418217.02 | Fairbanks | 5-C
| University of Alaska Fairbanks | Signer's Hall | THIS SCOPE OF WORK TO BE INCLUDED WITH WINDOW REPLACEMENT | 2100000 | 645518217.02 | 2100000 | 645518217.02 | Fairbanks | 5-C
| University of Alaska Fairbanks | Signer's Hall | THE EXTERIOR STAIRS ON THE NORTHEAST CORNER HAVE BOTH SURFACE AND STRUCTURAL CRACKS. | 162000 | 645680217.02 | 162000 | 645680217.02 | Fairbanks | 5-C
| University of Alaska Fairbanks | Signer's Hall | SUITE 150 EXPERIENCE UNCONTROLLED DAYLIGHT THROUGH THE CLESTORY WINDOWS. | 33000 | 645713217.02 | 33000 | 645713217.02 | Fairbanks | 5-C
| University of Alaska Fairbanks | Signer's Hall | THE EXISTING T8 LIGHT FIXTURES ARE REACHING THE END OF USEFUL LIFE AND NEED TO BE CHANGED | 300000 | 646013217.02 | 300000 | 646013217.02 | Fairbanks | 5-C
| University of Alaska Fairbanks | Signer's Hall | SPRINKLER SYSTEM UPGRADE & BACKFLOW PREVENTER INSTALLATION | 90000 | 646103217.02 | 90000 | 646103217.02 | Fairbanks | 5-C
| University of Alaska Fairbanks | Skarland Cabin (Rainey) | UTILIDOR TIE-IN HYDRONIC HEAT | 80000 | 646183217.02 | 80000 | 646183217.02 | Fairbanks | 5-C
| University of Alaska Fairbanks | Skarland Cabin (Rainey) | DOOR AND WINDOW REPLACEMENT | 26000 | 646209217.02 | 26000 | 646209217.02 | Fairbanks | 5-C
| University of Alaska Fairbanks | Skarland Cabin (Rainey) | KITCHEN REMODEL (TO PERIOD CONDITION) | 20000 | 646229217.02 | 20000 | 646229217.02 | Fairbanks | 5-C
| University of Alaska Fairbanks | Skarland Cabin (Rainey) | LOWER COURSE LOG REPLACEMENT | 26000 | 646255217.02 | 26000 | 646255217.02 | Fairbanks | 5-C
| University of Alaska Fairbanks | Skarland Hall | CONVERT PNEUMATIC CONTROLS TO DIRECT DIGITAL CONTROLS | 135000 | 646390217.02 | 135000 | 646390217.02 | Fairbanks | 5-C
| University of Alaska Fairbanks | Skarland Hall | DORM INTERIOR STAIRWELL EGRESS WIDTH CODE CORRECTION | 274000 | 646664217.02 | 274000 | 646664217.02 | Fairbanks | 5-C
| University of Alaska Fairbanks | Skarland Hall | UPPER DORM KITCHEN RENEWAL | 81000 | 646745217.02 | 81000 | 646745217.02 | Fairbanks | 5-C
| University of Alaska Fairbanks | Skarland Hall | UPPER DORM SECURITY--ADDITIONAL SAFETY | 73000 | 646818217.02 | 73000 | 646818217.02 | Fairbanks | 5-C
| University of Alaska Fairbanks | Skarland Hall | UPPER DORMITORY EMERGENCY EGRESS CODE CORRECTIONS | 580000 | 647398217.02 | 580000 | 647398217.02 | Fairbanks | 5-C
| University of Alaska Fairbanks | Stevens Hall | STOREFRONT REPLACEMENT WITH FULL CARD SWIPE SYSTEM | 185000 | 647583217.02 | 185000 | 647583217.02 | Fairbanks | 5-C
| University of Alaska Fairbanks | Stevens Hall | REPLACE WINDOWS | 600000 | 648183217.02 | 600000 | 648183217.02 | Fairbanks | 5-C
| University of Alaska Fairbanks | Stevens Hall | REPLACE EXTERIOR STOREFRONT | 110000 | 648293217.02 | 110000 | 648293217.02 | Fairbanks | 5-C
| University of Alaska Fairbanks | Stuart Hall | ENTRY STAIRS REPAIRS | 80000 | 648373217.02 | 80000 | 648373217.02 | Fairbanks | 5-C
| University of Alaska Fairbanks | Stuart Hall | HANDRAIL REPAIRS | 33000 | 648406217.02 | 33000 | 648406217.02 | Fairbanks | 5-C
| University of Alaska Fairbanks | Stuart Hall | HVAC REPAIRS | 274000 | 648680217.02 | 274000 | 648680217.02 | Fairbanks | 5-C
| University of Alaska Fairbanks | Stuart Hall | KITCHEN EXHAUST FANS REPAIRS | 31000 | 648711217.02 | 31000 | 648711217.02 | Fairbanks | 5-C
| University of Alaska Fairbanks | Stuart Hall | MECHANICAL ROOM VENTILATION | 250000 | 648961217.02 | 250000 | 648961217.02 | Fairbanks | 5-C
| University of Alaska Fairbanks | Stuart Hall | PAINT EXTERIOR SURFACES | 104000 | 649065217.02 | 104000 | 649065217.02 | Fairbanks | 5-C
| University of Alaska Fairbanks | Stuart Hall | REFINISH INTERIOR WALLS, FLOORS, CEILINGS | 202000 | 649267217.02 | 202000 | 649267217.02 | Fairbanks | 5-C
| University of Alaska Fairbanks | Stuart Hall | RENEW ELECTRICAL DISTRIBUTION | 373800 | 649641017.02 | 373800 | 649641017.02 | Fairbanks | 5-C
| University of Alaska Fairbanks | Stuart Hall | REPLACE BASE MOLDING | 37000 | 649678017.02 | 37000 | 649678017.02 | Fairbanks | 5-C
| University of Alaska Fairbanks | Stuart Hall | REPLACE BASEBOARD HEATER COVER | 200000 | 649878017.02 | 200000 | 649878017.02 | Fairbanks | 5-C
| University of Alaska Fairbanks | Stuart Hall | REPLACE EXTERIOR DOOR | 31000 | 649909017.02 | 31000 | 649909017.02 | Fairbanks | 5-C
| University of Alaska Fairbanks | Stuart Hall | REPLACE FLOOR HEATERS | 150000 | 650059017.02 | 150000 | 650059017.02 | Fairbanks | 5-C
| University of Alaska Fairbanks | Stuart Hall | REPLACE LIGHTS | 69000 | 650128017.02 | 69000 | 650128017.02 | Fairbanks | 5-C
| University of Alaska Fairbanks | Stuart Hall | REPLACE SHOWER STALLS | 92000 | 650220017.02 | 92000 | 650220017.02 | Fairbanks | 5-C
| University of Alaska Fairbanks | Stuart Hall | REPLACE TOILET FIXTURE | 92000 | 650312017.02 | 92000 | 650312017.02 | Fairbanks | 5-C
| University of Alaska Fairbanks | Stuart Hall | REPLACE TRIM | 37000 | 650349017.02 | 37000 | 650349017.02 | Fairbanks | 5-C
| University of Alaska Fairbanks | Student Recreation Center | Shower/Locker Renovation Study: Create concept plan and cost estimates to renovate shower/locker rooms for circulation and Title IX compliance. Create design concepts for moving the weight room and small new construction bump out to the southeast, in accordance with the facility sports plan. Funding request for concept plans and cost estimate only. | 500000 | 650849017.02 | 500000 | 650849017.02 | Fairbanks | 5-C
| University of Alaska Fairbanks | Student Recreation Center | Fire Lane Extension: Extend paved fire lane from the gate to the edge of the west side of the building | 250000 | 651099017.02 | 250000 | 651099017.02 | Fairbanks | 5-C
| University of Alaska Fairbanks | Student Recreation Center | Repair heating system and add piping and pumps | 400000 | 651499017.02 | 400000 | 651499017.02 | Fairbanks | 5-C
| University of Alaska Fairbanks | Student Recreation Center | REPLACE ATHLETIC COURTS FLOORING -22,574 SF - SCHEDULED SUMMER 2019 | 469540 | 651968557.02 | 469540 | 651968557.02 | Fairbanks | 5-C
| University of Alaska Fairbanks | Student Recreation Center | REPLACE FLOOR FINISHES ON RUNNING TRACK - SCHEDULED SUMMER 2019 | 220000 | 652188557.02 | 220000 | 652188557.02 | Fairbanks | 5-C
| University of Alaska Fairbanks | Sustainable Student Housing Village 1 | MISC. | 10000 | 652198557.02 | 10000 | 652198557.02 | Fairbanks | 5-C
| University of Alaska Fairbanks | Sustainable Student Housing Village 2 | MISC. | 10000 | 652208557.02 | 10000 | 652208557.02 | Fairbanks | 5-C
| University of Alaska Fairbanks | Sustainable Student Housing Village 3 | MISC. | 10000 | 652218557.02 | 10000 | 652218557.02 | Fairbanks | 5-C
| University of Alaska Fairbanks | Sustainable Student Housing Village 4 | MISC. | 10000 | 652228557.02 | 10000 | 652228557.02 | Fairbanks | 5-C
| University of Alaska Fairbanks | Swine Facility | HEATING EQUIPMENT REMOVAL | 12500 | 652241057.02 | 12500 | 652241057.02 | Fairbanks | 5-C
| University of Alaska Fairbanks | Swine Facility | FA SYSTEM UPGRADE | 7000 | 652248057.02 | 7000 | 652248057.02 | Fairbanks | 5-C
| University of Alaska Fairbanks | Tanana Loop 701 | RENEW FIXTURES AND FINISHES IN BATHROOM | 55000 | 652303057.02 | 55000 | 652303057.02 | Fairbanks | 5-C
| University of Alaska Fairbanks | Tanana Loop 701 | REPLACE ROOF FLASHING | 12000 | 652315057.02 | 12000 | 652315057.02 | Fairbanks | 5-C
| University of Alaska Fairbanks | Tanana Loop 701 | REPLACE WINDOW | 30000 | 652345057.02 | 30000 | 652345057.02 | Fairbanks | 5-C
| University of Alaska Fairbanks | Tanana Loop 701 | CORRECT DEFICIENCIES/ CONDITION/SUB GRADE/DRAINAGE | 153000 | 652498057.02 | 153000 | 652498057.02 | Fairbanks | 5-C
| University of Alaska Fairbanks | Tanana Loop 701 | ELECTRICAL DISTRIBUTION CODE CORRECTIONS/GROUNDING | 137256 | 652635313.02 | 137256 | 652635313.02 | Fairbanks | 5-C
| University of Alaska Fairbanks | Tanana Loop 701 | INSTALL AIR TO AIR HEAT EXCHANGER | 31000 | 652666313.02 | 31000 | 652666313.02 | Fairbanks | 5-C
| University of Alaska Fairbanks | Tanana Loop 701 | KITCHEN CABINET/APPLIANCES | 67000 | 652733313.02 | 67000 | 652733313.02 | Fairbanks | 5-C
| University of Alaska Fairbanks | Tanana Loop 701 | PIPE INSULATION | 20000 | 652753313.02 | 20000 | 652753313.02 | Fairbanks | 5-C
| University of Alaska Fairbanks | Tanana Loop 701 | PLUMBING REPLACEMENT | 80000 | 652833313.02 | 80000 | 652833313.02 | Fairbanks | 5-C
| University of Alaska Fairbanks | Tanana Loop 701 | REFINISH INTERIOR WALLS, FLOORS, CEILINGS | 86000 | 652919313.02 | 86000 | 652919313.02 | Fairbanks | 5-C
| University of Alaska Fairbanks | Tanana Loop 701 | REPAIR ACOUSTIC CEILING | 6000 | 652925313.02 | 6000 | 652925313.02 | Fairbanks | 5-C
| University of Alaska Fairbanks | Tanana Loop 701 | REPAIR ROOF SOFFIT | 6000 | 652931313.02 | 6000 | 652931313.02 | Fairbanks | 5-C
| University of Alaska Fairbanks | Tanana Loop 701 | REPAIR SPALLING SIDEWALK | 8000 | 652939313.02 | 8000 | 652939313.02 | Fairbanks | 5-C
| University of Alaska Fairbanks | Tanana Loop 701 | REPLACE CARPET | 49000 | 652988313.02 | 49000 | 652988313.02 | Fairbanks | 5-C
| University of Alaska Fairbanks | Tanana Loop 701 | REPLACE EXTERIOR DOOR | 8000 | 652996313.02 | 8000 | 652996313.02 | Fairbanks | 5-C
| University of Alaska Fairbanks | Tanana Loop 701 | REPLACE RESIDENTIAL FIRE ALARM | 40000 | 653036313.02 | 40000 | 653036313.02 | Fairbanks | 5-C
| University of Alaska Fairbanks | Tanana Loop 702 | KITCHEN CABINET/APPLIANCES | 67000 | 653103313.02 | 67000 | 653103313.02 | Fairbanks | 5-C
| University of Alaska Fairbanks | Tanana Loop 702 | REPLACE EXTERIOR DOOR | 8000 | 653111313.02 | 8000 | 653111313.02 | Fairbanks | 5-C
| University of Alaska Fairbanks | Tanana Loop 702 | PLUMBING REPLACEMENT | 80000 | 653191313.02 | 80000 | 653191313.02 | Fairbanks | 5-C
| University of Alaska Fairbanks | Tanana Loop 702 | REFINISH INTERIOR WALLS, FLOORS, CEILINGS | 86000 | 653277313.02 | 86000 | 653277313.02 | Fairbanks | 5-C
| University of Alaska Fairbanks | Tanana Loop 702 | RENEW FIXTURES AND FINISHES IN BATHROOM | 55000 | 653332313.02 | 55000 | 653332313.02 | Fairbanks | 5-C
| University of Alaska Fairbanks | Tanana Loop 702 | REPLACE CARPET | 49000 | 653381313.02 | 49000 | 653381313.02 | Fairbanks | 5-C
| University of Alaska Fairbanks | Tanana Loop 702 | REPLACE ROOF FLASHING | 12000 | 653393313.02 | 12000 | 653393313.02 | Fairbanks | 5-C
| University of Alaska Fairbanks | Tanana Loop 702 | CORRECT DEFICIENCIES/ CONDITION/SUB GRADE/DRAINAGE | 153000 | 653546313.02 | 153000 | 653546313.02 | Fairbanks | 5-C
| University of Alaska Fairbanks | Tanana Loop 702 | ELECTRICAL DISTRIBUTION CODE CORRECTIONS/GROUNDING | 137256 | 653683569.02 | 137256 | 653683569.02 | Fairbanks | 5-C
| University of Alaska Fairbanks | Tanana Loop 702 | INSTALL AIR TO AIR HEAT EXCHANGER | 31000 | 653714569.02 | 31000 | 653714569.02 | Fairbanks | 5-C
| University of Alaska Fairbanks | Tanana Loop 702 | PIPE INSULATION | 20000 | 653734569.02 | 20000 | 653734569.02 | Fairbanks | 5-C
| University of Alaska Fairbanks | Tanana Loop 702 | REPAIR ACOUSTIC CEILING | 6000 | 653740569.02 | 6000 | 653740569.02 | Fairbanks | 5-C
| University of Alaska Fairbanks | Tanana Loop 702 | REPAIR ROOF SOFFIT | 6000 | 653746569.02 | 6000 | 653746569.02 | Fairbanks | 5-C
| University of Alaska Fairbanks | Tanana Loop 702 | REPAIR SPALLING SIDEWALK | 8000 | 653754569.02 | 8000 | 653754569.02 | Fairbanks | 5-C
| University of Alaska Fairbanks | Tanana Loop 702 | REPLACE RESIDENTIAL FIRE ALARM | 40000 | 653794569.02 | 40000 | 653794569.02 | Fairbanks | 5-C
| University of Alaska Fairbanks | Tanana Loop 702 | REPLACE WINDOW | 30000 | 653824569.02 | 30000 | 653824569.02 | Fairbanks | 5-C
| University of Alaska Fairbanks | Tanana Loop 705 | PIPE INSULATION | 20000 | 653844569.02 | 20000 | 653844569.02 | Fairbanks | 5-C
| University of Alaska Fairbanks | Tanana Loop 705 | REPAIR ACOUSTIC CEILING | 6000 | 653850569.02 | 6000 | 653850569.02 | Fairbanks | 5-C
| University of Alaska Fairbanks | Tanana Loop 705 | REPAIR ROOF SOFFIT | 6000 | 653856569.02 | 6000 | 653856569.02 | Fairbanks | 5-C
| University of Alaska Fairbanks | Tanana Loop 705 | REPLACE EXTERIOR DOOR | 8000 | 653864569.02 | 8000 | 653864569.02 | Fairbanks | 5-C
| University of Alaska Fairbanks | Tanana Loop 705 | CORRECT DEFICIENCIES/ CONDITION/SUB GRADE/DRAINAGE | 153000 | 654017569.02 | 153000 | 654017569.02 | Fairbanks | 5-C
| University of Alaska Fairbanks | Tanana Loop 705 | ELECTRICAL DISTRIBUTION CODE CORRECTIONS/GROUNDING | 137256 | 654154825.02 | 137256 | 654154825.02 | Fairbanks | 5-C
| University of Alaska Fairbanks | Tanana Loop 705 | REPLACE WINDOW | 30000 | 654184825.02 | 30000 | 654184825.02 | Fairbanks | 5-C
| University of Alaska Fairbanks | Tanana Loop 705 | INSTALL AIR TO AIR HEAT EXCHANGER | 31000 | 654215825.02 | 31000 | 654215825.02 | Fairbanks | 5-C
| University of Alaska Fairbanks | Tanana Loop 705 | KITCHEN CABINET/APPLIANCES | 67000 | 654282825.02 | 67000 | 654282825.02 | Fairbanks | 5-C
| University of Alaska Fairbanks | Tanana Loop 705 | PLUMBING REPLACEMENT | 80000 | 654362825.02 | 80000 | 654362825.02 | Fairbanks | 5-C
| University of Alaska Fairbanks | Tanana Loop 705 | REFINISH INTERIOR WALLS, FLOORS, CEILINGS | 86000 | 654448825.02 | 86000 | 654448825.02 | Fairbanks | 5-C
| University of Alaska Fairbanks | Tanana Loop 705 | RENEW FIXTURES AND FINISHES IN BATHROOM | 55000 | 654503825.02 | 55000 | 654503825.02 | Fairbanks | 5-C
| University of Alaska Fairbanks | Tanana Loop 705 | REPAIR SPALLING SIDEWALK | 8000 | 654511825.02 | 8000 | 654511825.02 | Fairbanks | 5-C
| University of Alaska Fairbanks | Tanana Loop 705 | REPLACE CARPET | 49000 | 654560825.02 | 49000 | 654560825.02 | Fairbanks | 5-C
| University of Alaska Fairbanks | Tanana Loop 705 | REPLACE RESIDENTIAL FIRE ALARM | 40000 | 654600825.02 | 40000 | 654600825.02 | Fairbanks | 5-C
| University of Alaska Fairbanks | Tanana Loop 705 | REPLACE ROOF FLASHING | 12000 | 654612825.02 | 12000 | 654612825.02 | Fairbanks | 5-C
| University of Alaska Fairbanks | Telemetry Administration Building | REROOF | 30000 | 654642825.02 | 30000 | 654642825.02 | Chatanika | 6-C
| University of Alaska Fairbanks | Tilly, Lola Commons | REPAIR SITE DRAINAGE AT EXTERIOR FOUNDATION ON THE NORTH EAST | 50000 | 654692825.02 | 50000 | 654692825.02 | Fairbanks | 5-C
| University of Alaska Fairbanks | Tilly, Lola Commons | REPLACE LEAKING ROOF | 1000000 | 655692825.02 | 1000000 | 655692825.02 | Fairbanks | 5-C
| University of Alaska Fairbanks | Tilly, Lola Commons | Access Study: Perform a design study for a new elevator to serve the basement and second floor of Lola Tilly. Combine with overall access plan to Lola Tilly given the new use as an office building vs. a dining hall. | 1650000 | 657342825.02 | 1650000 | 657342825.02 | Fairbanks | 5-C
| University of Alaska Fairbanks | Tilly, Lola Commons | RENEW ABANDONED BASEMENT ROOMS FOR FUTURE USE | 300000 | 657642825.02 | 300000 | 657642825.02 | Fairbanks | 5-C
| University of Alaska Fairbanks | Tilly, Lola Commons | EXPAND SPRINKLER SYSTEM COVERAGE | 60000 | 657702825.02 | 60000 | 657702825.02 | Fairbanks | 5-C
| University of Alaska Fairbanks | Tilly, Lola Commons | REPLACE EAST SIDE ENTRANCE DOORS | 150000 | 657852825.02 | 150000 | 657852825.02 | Fairbanks | 5-C
| University of Alaska Fairbanks | Tilly, Lola Commons | REPAIR EXTERIOR BRIDGE RAILINGS | 60000 | 657912825.02 | 60000 | 657912825.02 | Fairbanks | 5-C
| University of Alaska Fairbanks | Tilly, Lola Commons | REPAIR PLUMBING SYSTEMS | 300000 | 658212825.02 | 300000 | 658212825.02 | Fairbanks | 5-C
| University of Alaska Fairbanks | Tilly, Lola Commons | REPLACE UNRATED SHAFT DOOR | 15000 | 658227825.02 | 15000 | 658227825.02 | Fairbanks | 5-C
| University of Alaska Fairbanks | Tilly, Lola Commons | Electrical Upgrade: Replace electrical main distribution panel (mdp) for the building | 175000 | 658402825.02 | 175000 | 658402825.02 | Fairbanks | 5-C
| University of Alaska Fairbanks | Tilly, Lola Commons | HVAC Upgrade: Replace the pneumatic controls with DDC building wide. Pneumatics controls are an obsolete HVAC system that is difficult to maintain, control, and repair. | 600000 | 659002825.02 | 600000 | 659002825.02 | Fairbanks | 5-C
| University of Alaska Fairbanks | Tok Center Garage | RE-ROOF | 60000 | 659062825.02 | 60000 | 659062825.02 | Tok | 6-C
| University of Alaska Fairbanks | UA Museum of The North | MUSEUM ORIGINAL EXHIBIT SPACE REFURBISH AND RENOVATION | 2000000 | 661062825.02 | 2000000 | 661062825.02 | Fairbanks | 5-C
| University of Alaska Fairbanks | UA Museum of The North | WEST RIDGE MUSEUM STORAGE | 5000000 | 666062825.02 | 5000000 | 666062825.02 | Fairbanks | 5-C
| University of Alaska Fairbanks | University Park Building | The existing restrooms are original to the building when U-Park was an elementary school. Minor modifications have been done over the years to make the restrooms usable for adults including raising the urinals, adding toilet seat extenders to the ADA stalls and toilet accessories have been relocated. All the modification have left patches and damage to the CMU walls. A total gut and re-build of the restroom is required. The upgrade will replace plumbing , water closets, sinks, heating system, tiles and restroom accessories and create ADA accessible stalls for both men and women restrooms. | 110000 | 666172825.02 | 110000 | 666172825.02 | Fairbanks | 5-C
| University of Alaska Fairbanks | University Park Building | REPLACE ROOF | 828000 | 667000825.02 | 828000 | 667000825.02 | Fairbanks | 5-C
| University of Alaska Fairbanks | University Park Building | REPLACE FIRE ALARM SYSTEM | 261000 | 667261825.02 | 261000 | 667261825.02 | Fairbanks | 5-C
| University of Alaska Fairbanks | University Park Building | REPLACE SOUTH SIDE WINDOWS | 148000 | 667409825.02 | 148000 | 667409825.02 | Fairbanks | 5-C
| University of Alaska Fairbanks | University Park Building | SOUTH WING HYDRONIC HEATING SYSTEM | 492000 | 667901825.02 | 492000 | 667901825.02 | Fairbanks | 5-C
| University of Alaska Fairbanks | University Park Building | UPGRADE PLUMBING | 237000 | 668138825.02 | 237000 | 668138825.02 | Fairbanks | 5-C
| University of Alaska Fairbanks | University Park Building | ADD CABLE TRAY SOUTH WING | 112000 | 668250825.02 | 112000 | 668250825.02 | Fairbanks | 5-C
| University of Alaska Fairbanks | University Park Building | AIR CONDITIONING | 1100000 | 669350825.02 | 1100000 | 669350825.02 | Fairbanks | 5-C
| University of Alaska Fairbanks | University Park Building | ELECTRICAL CODE COMPLIANCE WORK | 641000 | 669991825.02 | 641000 | 669991825.02 | Fairbanks | 5-C
| University of Alaska Fairbanks | University Park Building | HVAC CODE COMPLIANCE | 2380000 | 672371825.02 | 2380000 | 672371825.02 | Fairbanks | 5-C
| University of Alaska Fairbanks | University Park Building | RENOVATE SCHOOL GYM FOR UAF PROGRAMS | 323000 | 672694825.02 | 323000 | 672694825.02 | Fairbanks | 5-C
| University of Alaska Fairbanks | University Park Building | REPAIR STRUCTURAL CRACKS | 81000 | 672775825.02 | 81000 | 672775825.02 | Fairbanks | 5-C
| University of Alaska Fairbanks | University Park Building | REPLACE ENTRY CANOPIES | 275000 | 673050825.02 | 275000 | 673050825.02 | Fairbanks | 5-C
| University of Alaska Fairbanks | University Park Building | REPLACE INTERIOR FINISHES - PAINT AND CARPETING | 923000 | 673973825.02 | 923000 | 673973825.02 | Fairbanks | 5-C
| University of Alaska Fairbanks | University Park Building | REPLACE OLD MAIN MDP | 450000 | 674423825.02 | 450000 | 674423825.02 | Fairbanks | 5-C
| University of Alaska Fairbanks | University Park Building | The 100M2 and 100W2 restrooms are of the 1957 vintage installed when U-Park was still an elementary school. The restrooms are in poor condition. Minor modifications have been done over the years to make the restrooms useable for adults. Complete restroom gut and renovation is needed to bring them up to current standard. The upgrade will replace plumbing, water closets, sinks, old heat terminal units, tiles, restroom accessories and create ADA accessible stalls. The estimate is $125K per restroom. | 250000 | 674673825.02 | 250000 | 674673825.02 | Fairbanks | 5-C
| University of Alaska Fairbanks | University Park Building | REPURPOSE SPACE TO STORAGE USE | 200000 | 674873825.02 | 200000 | 674873825.02 | Fairbanks | 5-C
| University of Alaska Fairbanks | University Park Building | RESURFACE PARKING LOTS | 228000 | 675101825.02 | 228000 | 675101825.02 | Fairbanks | 5-C
| University of Alaska Fairbanks | University Park Building | SEISMIC STRUCTURAL REVIEW | 30000 | 675131825.02 | 30000 | 675131825.02 | Fairbanks | 5-C
| University of Alaska Fairbanks | University Park Building | UPDATE SITE IMPROVEMENTS | 105000 | 675236825.02 | 105000 | 675236825.02 | Fairbanks | 5-C
| University of Alaska Fairbanks | University Park Building | UPGRADE LIGHTING SYSTEMS | 160000 | 675396825.02 | 160000 | 675396825.02 | Fairbanks | 5-C
| University of Alaska Fairbanks | Visitor Center | HVAC UPGRADE | 18000 | 675414825.02 | 18000 | 675414825.02 | Fairbanks | 5-C
| University of Alaska Fairbanks | Visitor Center | LIGHTING UPGRADE | 7000 | 675421825.02 | 7000 | 675421825.02 | Fairbanks | 5-C
| University of Alaska Fairbanks | Visitor Center | RE-LEVEL FOUNDATION | 25000 | 675446825.02 | 25000 | 675446825.02 | Fairbanks | 5-C
| University of Alaska Fairbanks | Visitor Center | ELECTRICAL SYSTEMS UPGRADE | 7000 | 675453825.02 | 7000 | 675453825.02 | Fairbanks | 5-C
| University of Alaska Fairbanks | Visitor Center | SITE IMPROVEMENTS UPGRADE | 33000 | 675486825.02 | 33000 | 675486825.02 | Fairbanks | 5-C
| University of Alaska Fairbanks | Walsh Hall | REPLACE DETERIORATING EXTERIOR LIGHTING | 49000 | 675535825.02 | 49000 | 675535825.02 | Fairbanks | 5-C
| University of Alaska Fairbanks | Walsh Hall | REPLACE EXTERIOR DOOR | 43000 | 675578825.02 | 43000 | 675578825.02 | Fairbanks | 5-C
| University of Alaska Fairbanks | Walsh Hall | REPLACE SIDEWALKS | 84000 | 675662825.02 | 84000 | 675662825.02 | Fairbanks | 5-C
| University of Alaska Fairbanks | Walsh Hall | PAINT EXTERIOR SURFACES | 66000 | 675728825.02 | 66000 | 675728825.02 | Fairbanks | 5-C
| University of Alaska Fairbanks | Walsh Hall | REPAIR ROOF SOFFIT | 6000 | 675734825.02 | 6000 | 675734825.02 | Fairbanks | 5-C
| University of Alaska Fairbanks | Westwood Way Garage | RE-ROOF | 6408 | 675741233.02 | 6408 | 675741233.02 | Fairbanks | 5-C
| University of Alaska Fairbanks | Westwood Way Office Building | RE-ROOF APPROX. 1350 SF | 100000 | 675841233.02 | 100000 | 675841233.02 | Fairbanks | 5-C
| University of Alaska Fairbanks | Whitaker Building | ADA DOOR HARDWARE UPGRADE WHOLE BUILDING | 35000 | 675876233.02 | 35000 | 675876233.02 | Fairbanks | 5-C
| University of Alaska Fairbanks | Whitaker Building | ADA TOILET RENOVATION | 225000 | 676101233.02 | 225000 | 676101233.02 | Fairbanks | 5-C
| University of Alaska Fairbanks | Whitaker Building | REPAIR EMERGENCY GENERATOR/UPS SYSTEM PER NFPA1221 FOR DISPATCH AND EMERGENCY COMMAND CENTER REQUIREMENTS | 340000 | 676441233.02 | 340000 | 676441233.02 | Fairbanks | 5-C
| University of Alaska Fairbanks | Whitaker Building | INSTALL FIRE STATION APPARATUS BAY OWS | 138000 | 676579233.02 | 138000 | 676579233.02 | Fairbanks | 5-C
| University of Alaska Fairbanks | Whitaker Building | REPLACE FIRE STATION PA SYSTEM | 64000 | 676643233.02 | 64000 | 676643233.02 | Fairbanks | 5-C
| University of Alaska Fairbanks | Whitaker Building | REPLACE FS SECURITY SYSTEM | 45000 | 676688233.02 | 45000 | 676688233.02 | Fairbanks | 5-C
| University of Alaska Fairbanks | Whitaker Building | UPGRADE FA SYSTEM FS | 110000 | 676798233.02 | 110000 | 676798233.02 | Fairbanks | 5-C
| University of Alaska Fairbanks | Whitaker Building | UPGRADE FIRE ALARM SYSTEM | 161000 | 676959233.02 | 161000 | 676959233.02 | Fairbanks | 5-C
| University of Alaska Fairbanks | Whitaker Building | EXPAND DATA NETWORK@ FS | 84000 | 677043233.02 | 84000 | 677043233.02 | Fairbanks | 5-C
| University of Alaska Fairbanks | Whitaker Building | HVAC CODE CORRECTIONS | 650000 | 677693233.02 | 650000 | 677693233.02 | Fairbanks | 5-C
| University of Alaska Fairbanks | Whitaker Building | RELOCATE AIR COMPRESSOR WB | 33000 | 677726233.02 | 33000 | 677726233.02 | Fairbanks | 5-C
| University of Alaska Fairbanks | Whitaker Building | UPDATE FS DORM ROOMS TO UAF STANDARDS | 1045000 | 678771233.02 | 1045000 | 678771233.02 | Fairbanks | 5-C
| University of Alaska Fairbanks | Whitaker Building | UPGRADE HYDRONIC HEATING | 230000 | 679001233.02 | 230000 | 679001233.02 | Fairbanks | 5-C
| University of Alaska Fairbanks | Whitaker Building | ABATE OLD ACM UTILITY PIPE INSULATION | 86000 | 679087233.02 | 86000 | 679087233.02 | Fairbanks | 5-C
| University of Alaska Fairbanks | Whitaker Building | CODE REPAIRS FOR SEWER SYSTEM TO PREVENT BACKUPS | 451000 | 679538233.02 | 451000 | 679538233.02 | Fairbanks | 5-C
| University of Alaska Fairbanks | Whitaker Building | REPLACE ACM PIPING INSULATION | 111000 | 679649233.02 | 111000 | 679649233.02 | Fairbanks | 5-C
| University of Alaska Fairbanks | Whitaker Building | REPLACE WOOD WINDOWS | 350000 | 679999233.02 | 350000 | 679999233.02 | Fairbanks | 5-C
| University of Alaska Fairbanks | Whitaker Building | REVITALIZE EXTERIOR FINISHES | 750000 | 680749233.02 | 750000 | 680749233.02 | Fairbanks | 5-C
| University of Alaska Fairbanks | Whitaker Building | SEISMIC REPAIRS OF CRITICAL FACILITY | 2376000 | 683125233.02 | 2376000 | 683125233.02 | Fairbanks | 5-C
| University of Alaska Fairbanks | Whitaker Building | UPGRADE SITE IMPROVEMENTS | 109000 | 683234233.02 | 109000 | 683234233.02 | Fairbanks | 5-C
| University of Alaska Fairbanks | Wickersham Hall | Wickersham: Replace all exterior windows to improve buildings thermal performance. Estimate $14,000/suite plus the lounge and stairwells | 800000 | 684034233.02 | 800000 | 684034233.02 | Fairbanks | 5-C
| University of Alaska Fairbanks | Wickersham Hall | RENEW KITCHEN | 273000 | 684307233.02 | 273000 | 684307233.02 | Fairbanks | 5-C
| University of Alaska Fairbanks | Wickersham Hall | WICKERSHAM SECURITY--ADDITIONAL SAFETY MEASURES | 123000 | 684430233.02 | 123000 | 684430233.02 | Fairbanks | 5-C
| University of Alaska Fairbanks | Wickersham Hall | RENOVATE ENTIRE ELECTRICAL SYSTEM | 700000 | 685130233.02 | 700000 | 685130233.02 | Fairbanks | 5-C
| University of Alaska Fairbanks | Wickersham Hall | REPLACE RESTROOM FIXTURES | 310000 | 685440233.02 | 310000 | 685440233.02 | Fairbanks | 5-C
| University of Alaska Fairbanks | Wood Center | There is currently no ADA push button on the east side exterior doors where there is now a ramp. | 5000 | 685445233.02 | 5000 | 685445233.02 | Fairbanks | 5-C
| University of Alaska Fairbanks | Wood Center | East Storefront Upgrade: Replace east side entry door at Pub (lower) and add card access and ADA operator | 45000 | 685490233.02 | 45000 | 685490233.02 | Fairbanks | 5-C
| University of Alaska Fairbanks | Wood Center | The ballroom roof of approximately 20,238 SF @$60 PSF and the Penthouse roof. These two roofs are the remaining for Wood Center | 900000 | 686390233.02 | 900000 | 686390233.02 | Fairbanks | 5-C
| University of Alaska Fairbanks | Wood Center | Concept Study for Interior Finished Upgrade: Determine cost and scope to upgrade the Carol Brown Ballroom finishes and lights. The initial scope includes demolition of existing wood paneling, surface raceway, modernize finishes, remove ACM, upgrade lights and controls, improve room acoustics and upgrade audiovisual system and include ADA compliant assistive listening system. | 50000 | 686440233.02 | 50000 | 686440233.02 | Fairbanks | 5-C
| University of Alaska Fairbanks | Wood Center | Replace the large HID flood lights in the high ceiling area with LED lights. Install wireless daylight sensors and dimming controls down at the customer service counter. Wood Center management has expressed interest in a color changing system, but that is not included in this estimate. | 100000 | 686540233.02 | 100000 | 686540233.02 | Fairbanks | 5-C
| University of Alaska Fairbanks | Wood Center | REPLACE EXTERIOR DOORS ON THE NORTH AND EAST SIDE AND INCLUDE CARD SWIPES | 375000 | 686915233.02 | 375000 | 686915233.02 | Fairbanks | 5-C
| University of Alaska Fairbanks | Wood Center | The wood center conference spaces room that include room , 005, 007, 101G, 112, 204, 205, 209 and that seat 50+ are required to have ADA compliant assistive listening system. | 75000 | 686990233.02 | 75000 | 686990233.02 | Fairbanks | 5-C
| University of Alaska Fairbanks | Wood Center | Backup power is needed to allow food operations in the wood center to continue in case the building looses power. Wood center provide meals for the students who resident both on campus and off campus and have food equipment and refrigerators and freezers that must remain operational. | 835000 | 687825233.02 | 835000 | 687825233.02 | Fairbanks | 5-C
| University of Alaska Fairbanks | Yellow Lab (Bldg B) | 100% REPLACEMENT OF VENTILATION SYSTEM | 107100 | 687932333.02 | 107100 | 687932333.02 | Seward | 29-O
| University of Alaska Fairbanks | Yellow Lab (Bldg B) | CEILING AND LIGHTING UPGRADES | 66300 | 687998633.02 | 66300 | 687998633.02 | Seward | 29-O
| University of Alaska Fairbanks | Yellow Lab (Bldg B) | REPLACE WINDOWS | 56700 | 688055333.02 | 56700 | 688055333.02 | Seward | 29-O
| University of Alaska Fairbanks | Yellow Lab (Bldg B) | SITE REPAIRS | 41160 | 688096493.02 | 41160 | 688096493.02 | Seward | 29-O
| University of Alaska Fairbanks | Yellow Lab (Bldg B) | BUILDING ENVELOPE AND EXTERIOR RENOVATIONS | 228690 | 688325183.02 | 228690 | 688325183.02 | Seward | 29-O
| University of Alaska Fairbanks | Yellow Lab (Bldg B) | RENOVATE ELECTRICAL SYSTEM | 98337 | 688423520.02 | 98337 | 688423520.02 | Seward | 29-O
| University of Alaska Fairbanks | Yellow Lab (Bldg B) | RENOVATE FIRE ALARM SYSTEM | 35550 | 688459070.02 | 35550 | 688459070.02 | Seward | 29-O
| University of Alaska Fairbanks | Yellow Lab (Bldg B) | RENOVATE MECHANICAL SYSTEM | 128066 | 688587136.02 | 128066 | 688587136.02 | Seward | 29-O
| University of Alaska Fairbanks | Yellow Lab (Bldg B) | RESTROOM RENOVATION | 26746 | 688613882.02 | 26746 | 688613882.02 | Seward | 29-O
| University of Alaska Fairbanks | Yellow Lab (Bldg B) | STRUCTURAL REPAIRS | 64000 | 688677882.02 | 64000 | 688677882.02 | Seward | 29-O

## UAF Community Campus
University of Alaska
Updated 10/25/2018 |  |  |  | (Formatted to Thousands)
|  |  |  | Project Cost ($00.0) | Running Total ($00.0) | GF Cost ($00.0) | GF Running Total ($00.0)
Dept. | [7 empty] | Location (City) | House District
Priority | Allocation | Project Title | Project Description
1 | University of Alaska Fairbanks | Rural and Community Campus Renewal | The UAF Rural projects include aggregated general scopes for all categories of building envelopes, exterior infrastructure, and interior systems with a top priority for renewal and regulatory compliance requirement projects. These projects include College of Rural and Community Development (CRCD) facilities at Bristol Bay Campus, Chukchi Campus, Kuskokwim Campus, Northwest Campus, Interior Alaska Campus, and the Brooks Building. The distant locations of the CRCD campuses requires UAF to prioritize regulatory compliance, distance education, energy efficiency and conservation projects. Energy costs in rural Alaska are much higher than in urban areas. Systematic energy efficiency building improvements use higher-grade durable construction materials that reduce operational and maintenance costs. This also reduces the frequency of building system failures that are costly because of emergency shipping of both labor and material. The largest project at the rural campuses is to replace the siding and thermal envelope system of Sackett Hall at Kuskokwim Campus. | 1600000 | 1600000 | 1600000 | 1600000 | Various | Various
| University of Alaska Fairbanks | Admin/Classroom Building | EXTERIOR REHABILITATION | 175000 | 1775000 | 175000 | 1775000 | Kotzebue | 40-T
| University of Alaska Fairbanks | Admin/Classroom Building | REFURBISH MECHANICAL SYSTEM | 1180000 | 2955000 | 1180000 | 2955000 | Kotzebue | 40-T
| University of Alaska Fairbanks | Admin/Classroom Building | REPAIR FRONT ENTRY DECK | 90000 | 3045000 | 90000 | 3045000 | Kotzebue | 40-T
| University of Alaska Fairbanks | Admin/Classroom Building | REPLACE FLOORING AND INTERIOR FINISHES | 300000 | 3345000 | 300000 | 3345000 | Kotzebue | 40-T
| University of Alaska Fairbanks | Admin/Classroom Building | RE-ROOF | 960000 | 4305000 | 960000 | 4305000 | Kotzebue | 40-T
| University of Alaska Fairbanks | Cooperative Extension Building | INSTALL BOLLARDS TO PROTECT THE FUEL TANK FROM VEHICLE DAMAGE. | 7000 | 4312000 | 7000 | 4312000 | Nome | 39-T
| University of Alaska Fairbanks | Cooperative Extension Building | LEVEL AND REPAIR BOARDWALK | 85000 | 4397000 | 85000 | 4397000 | Nome | 39-T
| University of Alaska Fairbanks | Cooperative Extension Building | REPLACE BALLASTS W/ ELECT. BALLASTS | 18000 | 4415000 | 18000 | 4415000 | Nome | 39-T
| University of Alaska Fairbanks | Cooperative Extension Building | REPLACE APPROX. 2307SF METAL ROOF | 300000 | 4715000 | 300000 | 4715000 | Nome | 39-T
| University of Alaska Fairbanks | Lind, Maggie Building | EMERGENCY EGRESS LANDING LIGHTING INSTALLATION | 6000 | 4721000 | 6000 | 4721000 | Bethel | 38-S
| University of Alaska Fairbanks | Lind, Maggie Building | INSTALL CODE REQUIRED STRAPS OR SEISMIC BRACING TO SECURE ELECTRIC WATER HEATER IN ROOM 126 TO STRUCTURE | 5000 | 4726000 | 5000 | 4726000 | Bethel | 38-S
| University of Alaska Fairbanks | Lind, Maggie Building | ELECTRICAL REPLACEMENT AND RENEWAL | 350000 | 5076000 | 350000 | 5076000 | Bethel | 38-S
| University of Alaska Fairbanks | Lind, Maggie Building | IN ROOM 131, INSTALL CO2 SENSORS IN RA DUCTS AND CONVERT SUPPLY FANS TO VFD CONTROL AND OUTSIDE AIR DAMPERS GOVERNED BY BUILDING CO2 LEVELS AND BUILDING OCCUPANCY. | 9188 | 5085188 | 9188 | 5085188 | Bethel | 38-S
| University of Alaska Fairbanks | Lind, Maggie Building | IN ROOM 131, REMOVE ALL OLDER ELECTRO-MECHANICAL CONTROLS ACTUATORS AND INSTALL NEW DIGITAL CONTROLS AND ACTUATORS FOR DAMPERS AND 2 HEATING WATER CONTROL VALVES. | 594000 | 5679188 | 594000 | 5679188 | Bethel | 38-S
| University of Alaska Fairbanks | Lind, Maggie Building | PERFORM A MAJOR MAINTENANCE ON TWO, GOOD QUALITY AIR HANDLERS IN ROOM 131 AND PREPARE THEM FOR ANOTHER 20-30 YEARS OF SERVICE. REPLACE BEARINGS AND CLEAN ALL SURFACES INSIDE AND OUT WITH SOLVENT. | 11250 | 5690438 | 11250 | 5690438 | Bethel | 38-S
| University of Alaska Fairbanks | Lind, Maggie Building | HVAC SYSTEM REFURBISHMENT | 735000 | 6425438 | 735000 | 6425438 | Bethel | 38-S
| University of Alaska Fairbanks | Lind, Maggie Building | PLUMBING REFURBISHMENT | 75000 | 6500438 | 75000 | 6500438 | Bethel | 38-S
| University of Alaska Fairbanks | Lind, Maggie Building | RELOCATE MECHANICAL DUCTWORK TO ELIMINATE PATHWAY OBSTRUCTION (WEST EXTERIOR) | 6000 | 6506438 | 6000 | 6506438 | Bethel | 38-S
| University of Alaska Fairbanks | Margaret Wood Building | ADD ALARM MONITORING ON THE FUEL TANK | 20000 | 6526438 | 20000 | 6526438 | Dillingham | 37-S
| University of Alaska Fairbanks | Margaret Wood Building | ADD SERVER ROOM | 240000 | 6766438 | 240000 | 6766438 | Dillingham | 37-S
| University of Alaska Fairbanks | Margaret Wood Building | 10 FIXTURES | 13000 | 6779438 | 13000 | 6779438 | Dillingham | 37-S
| University of Alaska Fairbanks | Margaret Wood Building | INTERIOR LIGHTING UPGRADE TO T8'S | 10000 | 6789438 | 10000 | 6789438 | Dillingham | 37-S
| University of Alaska Fairbanks | Margaret Wood Building | ADD CAMPUS SIGN ON D STREET | 25000 | 6814438 | 25000 | 6814438 | Dillingham | 37-S
| University of Alaska Fairbanks | Margaret Wood Building | REFURBISH THE CAMPUS MAIN SIGN | 15000 | 6829438 | 15000 | 6829438 | Dillingham | 37-S
| University of Alaska Fairbanks | Nagozruk Building | REGRADE SITE TO CREATE E/W DRAINAGE SWALE WITH A SOUTH FLOWING SWALES TO FRONT STREET ON BOTH EADGES OF THE SITE. | 15000 | 6844438 | 15000 | 6844438 | Nome | 39-T
| University of Alaska Fairbanks | Nagozruk Building | INSTALL 6 GALVANIZED PIPE BOLLARDS ON SOUTH WEST SIDE OF SOUTH PARKING AREA. | 6000 | 6850438 | 6000 | 6850438 | Nome | 39-T
| University of Alaska Fairbanks | Nagozruk Building | EXTERIOR ENVELOPE RENOVATIONS | 1800000 | 8650438 | 1800000 | 8650438 | Nome | 39-T
| University of Alaska Fairbanks | Nagozruk Building | REMOVE ABANDONED CAT3 TELEPHONE WIRING AND RECEPTACLES TO COMPLY WITH CODE. | 7500 | 8657938 | 7500 | 8657938 | Nome | 39-T
| University of Alaska Fairbanks | Nagozruk Building | REPLACE DOORS AND PROVIDE ADA COMPLIANT HARDWARE | 65000 | 8722938 | 65000 | 8722938 | Nome | 39-T
| University of Alaska Fairbanks | Nagozruk Building | REPLACE PANELS NL-002 AND NL-005. | 15000 | 8737938 | 15000 | 8737938 | Nome | 39-T
| University of Alaska Fairbanks | Phase 1 Building | CURRENT KNOB HARDWARE IS NOT COMPLIANT, REPLACE WITH LEVER SETS. | 8500 | 8746438 | 8500 | 8746438 | Bethel | 38-S
| University of Alaska Fairbanks | Phase 1 Building | CONSTRUCT FENCE ENCLOSURE SURROUNDING CRAWLSPACE | 35000 | 8781438 | 35000 | 8781438 | Bethel | 38-S
| University of Alaska Fairbanks | Phase 1 Building | MECH ROOM 100: REMOVE ALL PNEUMATIC CONTROLS AND CONTROL COMRESSOR. INSTALL NEW DIGITAL CONTROLS AND ACTUATORS FOR DAMPER AND 3 HEATING WATER CONTROL VALVES. | 9500 | 8790938 | 9500 | 8790938 | Bethel | 38-S
| University of Alaska Fairbanks | Phase 1 Building | RAISE AND RE-SECURE FRAMED ENCLOSURE IN CRAWLSPACE. RESEAL AT FLOOR | 10200 | 8801138 | 10200 | 8801138 | Bethel | 38-S
| University of Alaska Fairbanks | Phase 1 Building | REPLACE GLAZING WITH FIRE RESISTANT GLAZING IN ROOM 110B | 29100 | 8830238 | 29100 | 8830238 | Bethel | 38-S
| University of Alaska Fairbanks | Phase 1 Building | ELECTRICAL REFURBISHMENT | 300000 | 9130238 | 300000 | 9130238 | Bethel | 38-S
| University of Alaska Fairbanks | Phase 1 Building | HVAC SYSTEM REFURBISHMENT | 1735000 | 10865238 | 1735000 | 10865238 | Bethel | 38-S
| University of Alaska Fairbanks | Phase 1 Building | INSTALL IP DOME CAMERA IN TESTING CENTER | 7000 | 10872238 | 7000 | 10872238 | Bethel | 38-S
| University of Alaska Fairbanks | Phase 1 Building | INTERIOR FINISHES RENOVATIONS | 400000 | 11272238 | 400000 | 11272238 | Bethel | 38-S
| University of Alaska Fairbanks | Phase 1 Building | PLUMBING AND MECHANICAL SYSTEM RENOVATION | 175000 | 11447238 | 175000 | 11447238 | Bethel | 38-S
| University of Alaska Fairbanks | Sackett Hall | THE THERMAL ENVELOPE SYSTEM AND EXTERIOR SIDING OF SACKETT HALL IS APPROXIMATELY 35 YEARS OLD AND ORIGINAL TO THE CONSTRUCTION OF THE BUILDING. THIS PROJECT WILL REPLACE THE SIDING AND THERMAL ENVELOPE SYSTEM OF THE BUILDING WHICH WILL INCREASE ITS ENERGY EFFICIENCY. | 2250000 | 13697238 | 2250000 | 13697238 | Bethel | 38-S
| University of Alaska Fairbanks | Sackett Hall | INSTALL PIPE BOLLARDS TO PROTECT FUEL TANK FROM VEHICLE MISHAP | 5000 | 13702238 | 5000 | 13702238 | Bethel | 38-S
| University of Alaska Fairbanks | Sackett Hall | RELOCATE PANEL PK OR REMOVE OBSTACLES PREVENTING PROPER CLEARANCE | 10000 | 13712238 | 10000 | 13712238 | Bethel | 38-S
| University of Alaska Fairbanks | Sackett Hall | REPLACE / ADD EMERGENCY AND EGRESS LIGHTING BUILDING WIDE | 6500 | 13718738 | 6500 | 13718738 | Bethel | 38-S
| University of Alaska Fairbanks | Sackett Hall | CONSTRUCT ELEVATED WALKWAY CONNECTING TO WALKWAY TO KU101 AND KU103. REQUIRES RAMP TO PARKING LOT GRADE | 10000 | 13728738 | 10000 | 13728738 | Bethel | 38-S
| University of Alaska Fairbanks | Sackett Hall | ELECTRICAL RENOVATION | 358000 | 14086738 | 358000 | 14086738 | Bethel | 38-S
| University of Alaska Fairbanks | Sackett Hall | IN CRAWLSPACE, REPLACE DAMAGED AND MISSING GROUND INSULATION. REGRADE SURFACE AND WASTE LINES, AND INSTALL GRAVEL BALLAST. | 50000 | 14136738 | 50000 | 14136738 | Bethel | 38-S
| University of Alaska Fairbanks | Sackett Hall | IN WOMEN'S TOILET ROOM 103, RECONFIGURE ROOM TO PROVIDE REQUIRED MANEUVERING SPACE AT WATER CLOSET | 14000 | 14150738 | 14000 | 14150738 | Bethel | 38-S
| University of Alaska Fairbanks | Sackett Hall | INSTALL CO2 SESORS IN RA DUCTS AND CONVERT SUPPLY FANS TO VFD CONTROL AND OUTSIDE ARE DAMPERS GOVERNED BY BUILDING CO2 LEVELS AND BUILDING OCCUPANCY. NEW SF MOTORS | 12750 | 14163488 | 12750 | 14163488 | Bethel | 38-S
| University of Alaska Fairbanks | Sackett Hall | INSTALL PERIMETER FENCE AROUND CRAWLSPACE | 15000 | 14178488 | 15000 | 14178488 | Bethel | 38-S
| University of Alaska Fairbanks | Sackett Hall | RENOVATE AND EXPAND KITCHEN AND DINING | 2500000 | 16678488 | 2500000 | 16678488 | Bethel | 38-S
| University of Alaska Fairbanks | Sackett Hall | HVAC SYSTEM RENOVATION | 532000 | 17210488 | 532000 | 17210488 | Bethel | 38-S
| University of Alaska Fairbanks | Sackett Hall | PLUMBING RENOVATION | 425000 | 17635488 | 425000 | 17635488 | Bethel | 38-S
| University of Alaska Fairbanks | Sackett Hall | REPLACE BUILDING LIGHTING WITH HIGH EFFICIENCY LIGHTING, OCCUPANCY SENSORS IN CORE AREA | 50000 | 17685488 | 50000 | 17685488 | Bethel | 38-S
| University of Alaska Fairbanks | Sackett Hall | FLOOR FINISHES REPLACEMENT | 150000 | 17835488 | 150000 | 17835488 | Bethel | 38-S
| University of Alaska Fairbanks | Sackett Hall | LIFT STATION REPLACEMENT | 150000 | 17985488 | 150000 | 17985488 | Bethel | 38-S
| University of Alaska Fairbanks | Sackett Hall | SITE RENEWAL AND UPGRADE | 175000 | 18160488 | 175000 | 18160488 | Bethel | 38-S
| University of Alaska Fairbanks | Sackett Hall | IN MECH ROOM 110 AND MEZZANINE FAR ROOM, CONVERT ALL CONTROLS TO DIGITAL FOR IMPROVED TROUBLESHOOTING AND AUTOMATED OPERATION | 31250 | 18191738 | 31250 | 18191738 | Bethel | 38-S
| University of Alaska Fairbanks | Sackett Hall | INSTALL IP DOME CAMERA AT THREE UNSUPERVISED ENTRANCES TO BUILDING | 9000 | 18200738 | 9000 | 18200738 | Bethel | 38-S
| University of Alaska Fairbanks | Sackett Hall | REPAINT EXTERIOR BUILDING SIDING AND TRIM | 40000 | 18240738 | 40000 | 18240738 | Bethel | 38-S
| University of Alaska Fairbanks | Sackett Hall | WEST SPORTS DECK: CONSTRUCT NEW DECK WITH FOUNDATION SYSTEM APPROPRIATE FOR EXTENSIVE FROST MOVEMENT. | 170000 | 18410738 | 170000 | 18410738 | Bethel | 38-S
| University of Alaska Fairbanks | Seppula, Leonard Alternate Edu Bldg | REPLACE T12 FLUORESCENT LUMINAIRES WITH T5,T8 FLUORESCENT OR LED LUMINAIRES | 30000 | 18440738 | 30000 | 18440738 | Nome | 39-T
| University of Alaska Fairbanks | Seppula, Leonard Alternate Edu Bldg | EXTERIOR ENVELOPE RENOVATIONS | 915000 | 19355738 | 915000 | 19355738 | Nome | 39-T
| University of Alaska Fairbanks | UAF Community and Technical College Center | FIRE ALARM UPGRADE ALL FLOORS | 140000 | 19495738 | 140000 | 19495738 | Fairbanks | 1-A
| University of Alaska Fairbanks | UAF Community and Technical College Center | REMAINING FIRST AND SECOND FLOOR RENOVATIONS: PORTIONS OF SOUTH AND WEST WING ON THE FIRST FLOOR AND SUITE 220 HAVE NOT BEEN RENOVATED. THE AREA NEEDS NEW FINISHES, PAINT, CEILING AND CARPET UPGRADE. THIS INCLUDES DROP CEILING TO APPROXIMATELY 2,300 SF TO ROOM 112, 114, 116 CORRIDOR 100C2, 100C3, HALF OF 100C1 TO THE PAIR OF DOORS EAST SIDE OF THE BUILDING. | 3350000 | 22845738 | 3350000 | 22845738 | Fairbanks | 1-A
| University of Alaska Fairbanks | UAF Community and Technical College Center | SCOPE OF WORK TO UPGRADE ALL THE MULTISTALL RESTROOMS: 100M1, 100W1, 200M1, 200W1, 200M2, 200W2, 300M1, 300W1, 400M1, 400W1 | 1470000 | 24315738 | 1470000 | 24315738 | Fairbanks | 1-A
| University of Alaska Fairbanks | Voc-Tech Building | EMERGENCY EGRESS LANDING LIGHTING INSTALLATION | 9000 | 24324738 | 9000 | 24324738 | Bethel | 38-S
| University of Alaska Fairbanks | Voc-Tech Building | REPAIR COMBUSTION AIR OPENINGS IN BOILER ROOM 144 | 165000 | 24489738 | 165000 | 24489738 | Bethel | 38-S
| University of Alaska Fairbanks | Voc-Tech Building | BACK-UP BOILER REPAIR | 65000 | 24554738 | 65000 | 24554738 | Bethel | 38-S
| University of Alaska Fairbanks | Voc-Tech Building | IN ROOM 144, DEMO THE EXISTING MDP AND INSTALL A NEW MDP IN THE SHOP AREA | 50000 | 24604738 | 50000 | 24604738 | Bethel | 38-S
| University of Alaska Fairbanks | Voc-Tech Building | REPAINT FUEL OIL TANK. REPLACE FUEL OIL LINES AND APPURTENANCES. | 9000 | 24613738 | 9000 | 24613738 | Bethel | 38-S
| University of Alaska Fairbanks | Voc-Tech Building | REPAIR CONDUITS AND INSTALL GFCI OUTLETS AS NEEDED ALONG EXTERIOR UNDERSIDE OF BUILDING COMPLEX | 5000 | 24618738 | 5000 | 24618738 | Bethel | 38-S
| University of Alaska Fairbanks | Voc-Tech Building | REPLACE MAIN ELECTRICAL DISTRIBUTION CENTER | 250000 | 24868738 | 250000 | 24868738 | Bethel | 38-S
| University of Alaska Fairbanks | Voc-Tech Building | SITE WORK RENOVATION | 55000 | 24923738 | 55000 | 24923738 | Bethel | 38-S
| University of Alaska Fairbanks | Voc-Tech Building | BOILER ROOM 144: ADD DIGITAL CONTROLS TO ENABLE BOILER HEATING IN THE EVENT OF WASTE HEAT NOT AVAILABLE | 20250 | 24943988 | 20250 | 24943988 | Bethel | 38-S
| University of Alaska Fairbanks | Voc-Tech Building | IN GYM, REPLACE EXISTING T12 LIGHTING WITH HIGH EFFICIENCY HIGH-BAY LED LIGHTING WITH WIRE GUARDS (9 FIXTURES) | 16000 | 24959988 | 16000 | 24959988 | Bethel | 38-S
| University of Alaska Fairbanks | Voc-Tech Building | HVAC SYSTEM REPLACEMENT | 900000 | 25859988 | 900000 | 25859988 | Bethel | 38-S
| University of Alaska Fairbanks | Voc-Tech Building | PLUMBING SYSTEM RENOVATION | 110000 | 25969988 | 110000 | 25969988 | Bethel | 38-S
| University of Alaska Fairbanks | Yup'ik Language Center | INSTALL 3 PIPE BOLLARDS TO PROTECT FUEL TANK FROM VEHICLES | 5000 | 25974988 | 5000 | 25974988 | Bethel | 38-S
| University of Alaska Fairbanks | Yup'ik Language Center | INSTALL STRUCTURAL CONNECTION BETWEEN BEAMS AND PILES | 5000 | 25979988 | 5000 | 25979988 | Bethel | 38-S
| University of Alaska Fairbanks | Yup'ik Language Center | REAR DOOR LANDING RENOVATION | 40000 | 26019988 | 40000 | 26019988 | Bethel | 38-S
| University of Alaska Fairbanks | Yup'ik Language Center | EXIT SIGNS REPLACEMENT, EMERGENCY AND EGRESS LANDING LIGHTS INSTALLATION | 6000 | 26025988 | 6000 | 26025988 | Bethel | 38-S
| University of Alaska Fairbanks | Yup'ik Language Center | ELECTRICAL RENOVATION AND RENEWAL | 145000 | 26170988 | 145000 | 26170988 | Bethel | 38-S
| University of Alaska Fairbanks | Yup'ik Language Center | INSTALL FENCED ENCLOSURE SURROUNDING CRAWL SPACE | 6500 | 26177488 | 6500 | 26177488 | Bethel | 38-S
| University of Alaska Fairbanks | Yup'ik Language Center | PROVIDE NEW BURIED CIRCUIT FROM KU101 WITH NEW RISERS AND GROUNDING AT TWO EXISTING LMINAIRE POLES | 10000 | 26187488 | 10000 | 26187488 | Bethel | 38-S
| University of Alaska Fairbanks | Yup'ik Language Center | REPLACE EXISTING T12 LIGHTING AND MANUAL SWITCHING WITH HIGH EFFICIENCY LIGHTING AND OCCUPANCY SENSORS | 16000 | 26203488 | 16000 | 26203488 | Bethel | 38-S
| University of Alaska Fairbanks | Yup'ik Language Center | REPLACE ALL HEATING HOT WATER PIPE INSULATION IN BOILERS ROOM 107. ADD INSLATION TO HEATING WATER PIPING NEAR NIT HEATERS. ADD NEW LABELS AND ARROWS. | 5750 | 26209238 | 5750 | 26209238 | Bethel | 38-S
| University of Alaska Fairbanks | Yup'ik Language Center | UPGRADE FIRE ALARM TO INCLUDE SMOKE DETECTION, PULL STATIONS, AND NOTIFICATION. ADD TO KU103 SYSTEM. | 25000 | 26234238 | 25000 | 26234238 | Bethel | 38-S
| University of Alaska Fairbanks | Yup'ik Museum, Library & Cultural Ctr | IN 2ND FLOOR COMM ROOM, REPLACE ABS CONDUIT WITH WIREBASKET CABLE TRAY | 5000 | 26239238 | 5000 | 26239238 | Bethel | 38-S
| University of Alaska Fairbanks | Yup'ik Museum, Library & Cultural Ctr | PROVIDE NEW BURIED CIRCUITS FROM KU106 WITH NEW CONDUIT RISERS AND GROUNDING AT FIVE EXISTING LUMINAIRE POLES | 15000 | 26254238 | 15000 | 26254238 | Bethel | 38-S
| University of Alaska Fairbanks | Yup'ik Museum, Library & Cultural Ctr | DEMOLISH ABANDONED STEAM BOILER IN ROOM 130 | 11250 | 26265488 | 11250 | 26265488 | Bethel | 38-S
| University of Alaska Fairbanks | Yup'ik Museum, Library & Cultural Ctr | CHILLER, CHILLED WATER PIPING, AND PUMPING SYSTEM DEMOLITION | 11250 | 26276738 | 11250 | 26276738 | Bethel | 38-S
| University of Alaska Fairbanks | Yup'ik Museum, Library & Cultural Ctr | IN TOILET ROOMS 111 AND 112, REPLACE WATER CLOSETS WITH WATER CLOSETS OF PROPER HEIGHT | 6000 | 26282738 | 6000 | 26282738 | Bethel | 38-S
| University of Alaska Fairbanks | Yup'ik Museum, Library & Cultural Ctr | INSTALL CO2 SESORS IN RA DUCTS AND CONVERT SUPPLY FANS TO VFD CONTROL AND OUTSIDE ARE DAMPERS GOVERNED BY BUILDING CO2 LEVELS AND BUILDING OCCUPANCY. NEW SF MOTORS | 12750 | 26295488 | 12750 | 26295488 | Bethel | 38-S
| University of Alaska Fairbanks | Yup'ik Museum, Library & Cultural Ctr | MUSEUM STORAGE AND DISPLAY CASEWORK | 210000 | 26505488 | 210000 | 26505488 | Bethel | 38-S
| University of Alaska Fairbanks | Yup'ik Museum, Library & Cultural Ctr | PERFORM MAJOR MAINTENANCE ON AIR HANDLERS IN MEZZANINE. REPLACE BEARINGS AND CLEAN WITH SOLVENT | 7250 | 26512738 | 7250 | 26512738 | Bethel | 38-S
| University of Alaska Fairbanks | Yup'ik Museum, Library & Cultural Ctr | PLUMBING REPAIR | 65000 | 26577738 | 65000 | 26577738 | Bethel | 38-S
| University of Alaska Fairbanks | Yup'ik Museum, Library & Cultural Ctr | REPAIR WATER CLOSET ROOMS FOR ADA | 125000 | 26702738 | 125000 | 26702738 | Bethel | 38-S
| University of Alaska Fairbanks | Yup'ik Museum, Library & Cultural Ctr | REPLACE ALL HEATING HOT WATER PIPE INSULATION IN BOILER ROOM 130 | 7000 | 26709738 | 7000 | 26709738 | Bethel | 38-S
| University of Alaska Fairbanks | Yup'ik Museum, Library & Cultural Ctr | REPLACE BUILDING LIGHTING WITH LED OR T8 | 65000 | 26774738 | 65000 | 26774738 | Bethel | 38-S
| University of Alaska Fairbanks | Yup'ik Museum, Library & Cultural Ctr | CARPET REPLACEMENT | 125000 | 26899738 | 125000 | 26899738 | Bethel | 38-S
| University of Alaska Fairbanks | Yup'ik Museum, Library & Cultural Ctr | REPLACE DAMAGED PEDESTRIAN LIGHTING POLES ON REAR BUILDING WALKWAY | 10000 | 26909738 | 10000 | 26909738 | Bethel | 38-S
| University of Alaska Fairbanks | Yup'ik Museum, Library & Cultural Ctr | REPLACE EXTERIOR HPS FIXTURES WITH LED | 5000 | 26914738 | 5000 | 26914738 | Bethel | 38-S
| University of Alaska Fairbanks | Yup'ik Museum, Library & Cultural Ctr | FIRE ALARM SYSTEM REPLACEMENT | 60000 | 26974738 | 60000 | 26974738 | Bethel | 38-S
| University of Alaska Fairbanks | Yup'ik Museum, Library & Cultural Ctr | REPLACE MANUAL LIGHTING CONTROLS WITH OCCUPANCY SENSORS | 10000 | 26984738 | 10000 | 26984738 | Bethel | 38-S
| University of Alaska Fairbanks | Yup'ik Museum, Library & Cultural Ctr | REPLACE PANELS LL AND MM | 10000 | 26994738 | 10000 | 26994738 | Bethel | 38-S
| University of Alaska Fairbanks | Yup'ik Museum, Library & Cultural Ctr | EVALUATE FACILITY LOADS AND REDUCE ENERGY USE TO MINIMIZE STEP-DOWN TRANSFORMERS | 25000 | 27019738 | 25000 | 27019738 | Bethel | 38-S
| University of Alaska Fairbanks | Yup'ik Museum, Library & Cultural Ctr | PATCH AND FINISH WALLS AND CEILING | 250000 | 27269738 | 250000 | 27269738 | Bethel | 38-S
| University of Alaska Fairbanks | Yup'ik Museum, Library & Cultural Ctr | REFINISH EXTERIOR WOOD SIDING AND METAL RAILINGS | 425000 | 27694738 | 425000 | 27694738 | Bethel | 38-S
| University of Alaska Fairbanks | Yup'ik Museum, Library & Cultural Ctr | RELOCATE TWO EXISTING OR INSTALL TWO NEW IP DOME CAMERAS NEAR MAIN ENTRANCES TO BUILDING | 8000 | 27702738 | 8000 | 27702738 | Bethel | 38-S
| University of Alaska Fairbanks | Yup'ik Museum, Library & Cultural Ctr | ELECTRICAL SYSTEM RENOVATION | 180000 | 27882738 | 180000 | 27882738 | Bethel | 38-S
| University of Alaska Fairbanks | Yup'ik Museum, Library & Cultural Ctr | HVAC SYSTEMS RENOVATION | 500000 | 28382738 | 500000 | 28382738 | Bethel | 38-S
| University of Alaska Fairbanks | Yup'ik Museum, Library & Cultural Ctr | INTERIOR REFINISH AND REPAINT | 45000 | 28427738 | 45000 | 28427738 | Bethel | 38-S
| University of Alaska Fairbanks | Yup'ik Museum, Library & Cultural Ctr | REPLACE DAMAGED EXTERIOR SIDING AND REPAINT BUILDING | 50000 | 28477738 | 50000 | 28477738 | Bethel | 38-S
| University of Alaska Fairbanks | Yup'ik Museum, Library & Cultural Ctr | FLOOR FINISHES REPLACEMENT | 250000 | 28727738 | 250000 | 28727738 | Bethel | 38-S

## UAS Main & Comm Campus
University of Alaska
Updated 10/25/2018 |  |  |  | (Formatted to Thousands)
|  |  |  | Project Cost ($00.0) | Running Total ($00.0) | GF Cost ($00.0) | GF Running Total ($00.0)
Dept. | [7 empty] | Location (City) | House District
Priority | Allocation | Project Title | Project Description
1 | University of Alaska Southeast | Novatney Roof replacement | Roofing system on the Novatney building has reached the end of its useful life and needs to be replaced | 500000 | 500000 | 500000 | 500000 | Juneau | 34-Q
2 | University of Alaska Southeast | Replace Soboleff ceramics studio overhead door | Overhead door was needed when room was used for shop. The overhead door is not needed and should be replace with pair of man-doors. This will save energy and | 55000 | 555000 | 55000 | 555000 | Juneau | 34-Q
3 | University of Alaska Southeast | Banfield Hot Water Tank Replacement | Facilities Staff opened up the hot water tank and found that some of the interior cement lining has come off the tank. | 50000 | 605000 | 50000 | 605000 | Juneau | 34-Q
4 | University of Alaska Southeast | Demolish & Repurpose Fitzgerald House | This house has been abandoned for several years and is attracting homeless trespassers. This project will demolish the structure and open up some area for landscape development | 50000 | 655000 | 50000 | 655000 | Juneau | 34-Q
5 | University of Alaska Southeast | Pedestrian Guardrail Replacement - Phase 2 | Existing pedestrian guardrails along the outside second story walkways fronting Auke Lake are made from wood, is expensive to paint, has a large flat top that is always covered in bird droppings and the openings do not meet current building codes. New railing will be constructed of more durable materials with lower maintenance costs. | 200000 | 855000 | 200000 | 855000 | Juneau | 34-Q
6 | University of Alaska Southeast | Facilities Services Parking Lot Lighting - Phase 1 | Facilities Services has some exterior flood lights attached to the building that provide limited illumination for the facilities yard.. This project will install new light poles in the yard that will meet national illumination standards and improve the safety of staff and security of UAS property. Phase 1 will light the half of the yard that is paved | 60000 | 915000 | 60000 | 915000 | Juneau | 34-Q
7 | University of Alaska Southeast | Pave Facilities Services Parking Lot - Phase 1a | in FY18 UAS was able to take advantage of DOT&PF highway impacts to the facilities parking lot and have the parking lot re-graded so it becomes more usable for, parking, laydown and work area. FY18 funds were not sufficient to include asphalt pavement. This project will pave half of the parking lot near the building. | 50000 | 965000 | 50000 | 965000 | Juneau | 34-Q
8 | University of Alaska Southeast | Housing Lodge Fuel Tank Replacement | Housing Lodge fuel tank is 35 years old, supplies the Lodge's emergency generator, has reached the end of its useful life, and needs to be replaced before it starts leaking. | 130000 | 1095000 | 130000 | 1095000 | Juneau | 34-Q
9 | University of Alaska Southeast | Egan Library Siding Repair & Paint | Egan Library exterior siding has started to deteriorate in some places. Project will evaluate siding and determine if can be repaired and re-painted, North Wall is the most dammaged. This project may be phased to accommodate funding | 100000 | 1195000 | 100000 | 1195000 | Juneau | 34-Q
10 | University of Alaska Southeast | Landscape Hendrickson Hill | Pedestrians currently walk down the steep slope next to the Soboleff Building. This trail is not maintained and could be a safety issue. This projec will install barrier landscaping to encourage pedestrians to use the stairs. | 44999.5185 | 1239999.5185 | 44999.5185 | 1239999.5185 | Juneau | 34-Q
11 | University of Alaska Southeast | Technical Education Center Welding Lab Fire Alarm Panel Replacement | TEC welding lab fire alarm panel is no longer supported and showing signs of failure. If building is not removed/replaced, work should be done soon. | 75000 | 1314999.5185 | 75000 | 1314999.5185 | Juneau | 34-Q
12 | University of Alaska Southeast | Sitka Atrium Skylight Replace/Repair | Sitka Campus main entry overhead skylight is showing evidence of leaks; maintenance has caulked leaky areas as a temporary solution. This project will provide a more permanent water seal around the skylight. | 100000 | 1414999.5185 | 100000 | 1414999.5185 | Sitka | 35-R
13 | University of Alaska Southeast | Facilities fuel shed & tank replacement | The facilities fuel shed and tanks were set up as a temporary facility more than 20 years ago. They need to be replace with something more permanent and appropriate. | 225000 | 1639999.5185 | 225000 | 1639999.5185 | Juneau | 34-Q
14 | University of Alaska Southeast | Technical Education Center Welding Lab HVAC System Upgrades | The existing HVAC system in the welding areas is an old type system. New welding shops use a different style of system that is better at keeping fumes away from the welder. This project would replace the existing welding ventilation system with a new modern system. | 100000 | 1739999.5185 | 100000 | 1739999.5185 | Juneau | 34-Q
15 | University of Alaska Southeast | Auke Way Sidewalk Guardrail | There are several sections of Auke Way sidewalk that have a retaining wall drop off that exceeds the 30" maximum required by code. This project will reduce that dropoff when prossible and install handrail/guard rail when not. | 250000 | 1989999.5185 | 250000 | 1989999.5185 | Juneau | 34-Q
16 | University of Alaska Southeast | Pave Maratime Center Parking Lot | The Existing parking lot is gravel and potholes develop frequently that distrup service, impeed drainage and require mainteance. This project will install Asphalt Pavement in the parking lot. | 300000 | 2289999.5185 | 300000 | 2289999.5185 | Ketchikan | 36-R
17 | University of Alaska Southeast | Replace Egan Building American Flag Pole | The existing flag poles at the Egan Building are all the same height. However, the American Flag Pole should be taller than all other poles.. This project will replace the american flag pole. | 6000 | 2295999.5185 | 6000 | 2295999.5185 | Juneau | 34-Q
18 | University of Alaska Southeast | Paint the Schefield Bridge | The Schefield Bridge crosses Auke Creek. The paint on this bridge is being dammaged by snow plowes and needs to be repared. This project will paint the bridge | 6000 | 2301999.5185 | 6000 | 2301999.5185 | Juneau | 34-Q
19 | University of Alaska Southeast | Hendrickson Annex Exterior Painting | The exterior paint on the Hendrickson annex has reached the end of its life. This project will paint the building | 40000 | 2341999.5185 | 40000 | 2341999.5185 | Juneau | 34-Q
20 | University of Alaska Southeast | Housing Apartments Fuel Tank Replacement | Housing Apartment Unit fuel tanks are 35 years old and reached the end of their useful life and need to be replaced before they start leaking. This project will replace the first 5 fuel tanks with new double walled tanks with leak detection monitoring systems. The remaining 4 fuel tanks will be replaced in a second phase of work as funding becomes available. | 403000 | 2744999.5185 | 403000 | 2744999.5185 | Juneau | 34-Q
21 | University of Alaska Southeast | Student Recreation Center Security Cameras | Currently there are no security cameras at the UAS Recreation Center / Army National Guard Readiness Center. In todays changing environment, security cameras are needed. This project will add cameras inside the major hallways and gym and in the outside parking lots. | 75000 | 2819999.5185 | 75000 | 2819999.5185 | Juneau | 34-Q
22 | University of Alaska Southeast | Clean and Tighten all Egan Library electrical connections | Electrical connections in the mechanical rooms can be come loose over time due to transformer vibrations. This project will inspect and tighten these connections. Work to include Arc-Flash Study, Trgrdey, Equipment life span estimate. | 25000 | 2844999.5185 | 25000 | 2844999.5185 | Juneau | 34-Q
23 | University of Alaska Southeast | Evaluate Mourant HVAC System | Facilities recieves many complaints each year from staff in the Mourant Building saying the builidndg is too hot and they end up proping open doors and windows to try and cool down. This project will first hire a Mechanical Engineer to review the existing HVAC system to see if the existing HVAC building meets code, is properly ballanced and reccomend imporvments, if neccessary | 20000 | 2864999.5185 | 20000 | 2864999.5185 | Juneau | 34-Q
24 | University of Alaska Southeast | Student Recreation Center Exterior Lighting for Parking & Building | The existing lighting system is using old technology and is not evenly distributed across the site creating shadows and bright spots making it difficlut to see walking surfaces during the winter months. This project will replace all of the exterior lights with new LED lighting system. | 135000 | 2999999.5185 | 135000 | 2999999.5185 | Juneau | 34-Q
| University of Alaska Southeast | Hendrickson Annex | The sidewalk between Hendrickson and Hendrickson Annex is difficlut to maintain and can be a slipping hazard. This project will create a concrete sidewalk that has carbon fiber heating elments to keep the sidewalk ice free | 30000 | 3029999.5185 | 30000 | 3029999.5185 | Juneau | 34-Q
| University of Alaska Southeast | Student Housing Apartments | Many of the sidewalks around housing are deteriorating making an un-even walking surface. This project will remove and replace several sidewalks. It will also install a sidewalk/stairway to the North parking lot | 100000 | 3129999.5185 | 100000 | 3129999.5185 | Juneau | 34-Q
| University of Alaska Southeast | Student Recreation Center | There are several sections of concrete sidewalk that have cracked and settled creating a slipping/tripping hazard. This project will repair the crasks with a filler and topcoat surfacing | 10000 | 3139999.5185 | 10000 | 3139999.5185 | Juneau | 34-Q
| University of Alaska Southeast | Ziegler Building | Concrete on the plaza installed in 2011 is deteriorating prematurely. The main entrance to Paul has in excessively steep ramp without handrails. | 350000 | 3489999.5185 | 350000 | 3489999.5185 | Ketchikan | 36-R
| University of Alaska Southeast | Hangar 332 | Original building elevator has shown signs of failure; current fix is to replace circuit board; parts are difficult to find; may require replacement | 100000 | 3589999.5185 | 100000 | 3589999.5185 | Sitka | 35-R
| University of Alaska Southeast | Hendrickson Building | Lower level entry vestibule & roof installation | 125000 | 3714999.5185 | 125000 | 3714999.5185 | Juneau | 34-Q
| University of Alaska Southeast | Juneau Campus | Removal of the Soboleff annex opened up a space that the Master Plan recommended as a Fine Arts Courtyard | 1 | 3715000.5185 | 1 | 3715000.5185 | Juneau | 34-Q
| University of Alaska Southeast | Student Housing Apartments | Behind buildings D and F surface water sheets across sidewalks and freezes. There may be other areas of housing with similar issues. | 100000 | 3815000.5185 | 100000 | 3815000.5185 | Juneau | 34-Q
| University of Alaska Southeast | Juneau Campus | The Soboleff Annex was removed fall 2018 leaving a gravel pad. This area needs to be temporarly reclaimed so it fits into the campus until a permanent use for the area is identified. The service entrance to this area needs to be better defined with curb and gutters so we dont have people parking their cars on the lawns. | 40000 | 3855000.5185 | 40000 | 3855000.5185 | Juneau | 34-Q
| University of Alaska Southeast | Technical Education Center | TEC overhead doors are showing signs of wear, deterioration and not being able to fully shut out the elements. This project will replace with overhead doors. Could also replace one door at time as funding becomes available. | 150000 | 4005000.5185 | 150000 | 4005000.5185 | Juneau | 34-Q
| University of Alaska Southeast | Juneau Campus | DOT&PF inspects the overpass between TEC and JDHS. This inspection indicates that the overpass will need to be painted in the near future | 150000 | 4155000.5185 | 150000 | 4155000.5185 | Juneau | 34-Q
| University of Alaska Southeast | Juneau Campus | Both the Master Plan and the Auke Lake Connection plan recommend selective thinning of vegetation to protect and reinforce the vistas of surrounding mountains, glaciers, Auke Lake, and Auke Bay. | 25000 | 4180000.5185 | 25000 | 4180000.5185 | Juneau | 34-Q
| University of Alaska Southeast | Student Housing Apartments | The existing tool shed is more than a decade old. The doors and steps are deteriorating on account of inadequate roof overhang. The doors need to be replaced, the stairs and ramp rebuilt, and roof extended to shelter the doors on both ends. This project will build a new tool storage shed that is larger to accommodate the existing supply of tools. The shed will be in a location more convient for staff to use. | 20000 | 4200000.5185 | 20000 | 4200000.5185 | Juneau | 34-Q
| University of Alaska Southeast | Juneau Campus | Repair Failing sidewalks, curbs, gutters, and asphalt surfaces on Juneau Campus | 100000 | 4300000.5185 | 100000 | 4300000.5185 | Juneau | 34-Q
| University of Alaska Southeast | Technical Education Center | Marine Core (TEC) building boilers date from the 1983 construction of the Technical Education Center and have reached the end of their service lives. Replace the two boilers with oi-fired boilers, reconfigure piping to primary-secondary with new primary pumps and lead-lag variable speed secondary pumps. Includes DDC changes and new graphics. | 500000 | 4800000.5185 | 500000 | 4800000.5185 | Juneau | 34-Q
| University of Alaska Southeast | Anderson Building | Much of the piping is xx years old and reaching the end of it's usefull life. This project will replace the piping and some valves | 75000 | 4875000.5185 | 75000 | 4875000.5185 | Juneau | 34-Q
| University of Alaska Southeast | Anderson Building | The saltwater environment is corroding the pipe, controls, pumps in the salt water pump house. These will soon need to be replace to prevent failure of the system. Proposed option of placing all controls outside the pumphouse. | 300000 | 5175000.5185 | 300000 | 5175000.5185 | Juneau | 34-Q
| University of Alaska Southeast | Juneau Campus | Pedestrians currently walk down the steep slope next to the Mourant Building. This trail is not maintained and could be a safety issue. This projec will install a temporary wooden stairway until the future covered stairway can be constructed. | 20000 | 5195000.5185 | 20000 | 5195000.5185 | Juneau | 34-Q
| University of Alaska Southeast | Egan Library and Classroom Wing | The Existing fire alarm panel is not supported by any local contractors/distributors. This requires flying someone from Seattle or Anchorage when any work is performed on the pannel. The system also is sending "trouble alarms" every day and we have not been able to get a contractor to fix it. Estimate based on Banfield Hall Alarm Replacment S.F. Multplier (80944/17,748)= 4.5 Ben guessimated 110% of Banfield for construction x 1.3 | 335009.6687 | 5530010.1872 | 335009.6687 | 5530010.1872 | Juneau | 34-Q
| University of Alaska Southeast | Soboleff Building | Elevator equipment is in a mechanical room that has sprinkler head. The existing elevator rocks and rattles and makes riders feel uncomfortable. The elevator technician recommended in 2017 to replace the elevator. This project will replace the elevator. | 175000 | 5705010.1872 | 175000 | 5705010.1872 | Juneau | 34-Q
| University of Alaska Southeast | Paul Building | This is bid-ready. KTN folks would like to do it the summer of 2019. | 100000 | 5805010.1872 | 100000 | 5805010.1872 | Ketchikan | 36-R
| University of Alaska Southeast | Juneau Campus | UAS currently has about 70 security cameras around campus. But there are many on campus that feel there needs to be more cameras on campus. This project will install more security cameras around campus in areas requested by students, staff and faculty | 95000 | 5900010.1872 | 95000 | 5900010.1872 | Juneau | 34-Q
| University of Alaska Southeast | Egan Library and Classroom Wing | The sound board is an old time dated color. This project will re-color the sound boards to match the current libruary color scheeme | 10000 | 5910010.1872 | 10000 | 5910010.1872 | Juneau | 34-Q
| University of Alaska Southeast | Juneau Campus | Grounds still has several pieces of equopment and materials that is not coverd and protected from the elements. This project will extend the extisting gournds storage area gravel pad out to the edge of the facilities driveway to make room to install another small canvas shelter to store materials and equipment. | 50000.0033 | 5960010.1905 | 50000.0033 | 5960010.1905 | Juneau | 34-Q
| University of Alaska Southeast | Soboleff Building | Replace the lights in the Art Lab | 50000 | 6010010.1905 | 50000 | 6010010.1905 | Juneau | 34-Q
| University of Alaska Southeast | Student Housing Apartments | Housing courtyard is surfaced with grass creet pavers that have not functioned as advertised. The housing courtyard has an un-finished muddy look. This project will install new concrete pavers and landscaping | 125000 | 6135010.1905 | 125000 | 6135010.1905 | Juneau | 34-Q
| University of Alaska Southeast | Hangar 332 | Snow buildup on roof falls at exit presenting a problem for egress; snow fall from upper room has also damaged exhaust air equipment | 75000 | 6210010.1905 | 75000 | 6210010.1905 | Sitka | 35-R
| University of Alaska Southeast | Hendrickson Annex | The Hendrickson Annex HVAC system is currently inadequate and does not cover all of the building. This project will replace portions of the existing system and extend it to rooms currently not connected to the system | 56114 | 6266124.1905 | 56114 | 6266124.1905 | Juneau | 34-Q
| University of Alaska Southeast | Student Housing Unit A | Some apartment units have walls or rooms that need to be repainted. Shower basins were not typically replaced in last round of renovations, leaving existing apartment units with basins in very poor condition compared to otherwise well-kept areas. This project can be done in $20K smaller projects | 10000 | 6276124.1905 | 10000 | 6276124.1905 | Juneau | 34-Q
| University of Alaska Southeast | Technical Education Center | The existing classroom in the Technical Education Center can accommodate xxx students. While this is appropriate for a few classes, most of the classes held in this room have fewer than xx students. Adding a divider into this classroom will improve the teaching envoromnent for the smaller classe sizes and make it possible to schedule more classes in the same space. | 100000 | 6376124.1905 | 100000 | 6376124.1905 | Juneau | 34-Q
| University of Alaska Southeast | Novatney Building | Elevator equipment is…….... The existing elevator rocks and rattles and makes riders feel uncomfortable. This project will replace the elevator. The Elevator technician recommend in 2017 the elevator be replaced soon | 300000 | 6676124.1905 | 300000 | 6676124.1905 | Juneau | 34-Q
| University of Alaska Southeast | Anderson Building | The laboratory currently located in the NSRL building will be moving over to the Anderson building to consolidate space and programs and subsequently sale or lease the NSRL building. This project will renovate the Scuba Locker in the Anderson building to accommodate this lab | 350000 | 7026124.1905 | 350000 | 7026124.1905 | Juneau | 34-Q
| University of Alaska Southeast | Juneau Campus | Constructed in the mid-1980’s, many of the paved surfaces around the University of Alaska Southeast (UAS) Juneau campus are either beginning to fail, or nearing the end of their useful lives. In order to set priorities for repairing the numerous pavement and drainage deficiencies, this work will be done in phases. This project phase will remove and replace about one half of the pavement in the 3-10 year category identifed in the Engineers pavment report | 500000 | 7526124.1905 | 500000 | 7526124.1905 | Juneau | 34-Q
| University of Alaska Southeast | Student Housing Unit A | The Boilers in the housing units were installed in early 1980s and are reaching the end of their useful life. This project will replace the boilers. They can be replaced one at a time as funding becomes available | 350000 | 7876124.1905 | 350000 | 7876124.1905 | Juneau | 34-Q
| University of Alaska Southeast | Technical Education Center | The exterior lighting at the Marine Core Technical Education Building is dimly lit. This project will replace existing lighting and install new lights were needed. Whole lot including parking lot. | 100000 | 7976124.1905 | 100000 | 7976124.1905 | Juneau | 34-Q
| University of Alaska Southeast | Mourant Building | Mouant building / Kitchen has a history of poor ventilation and staff trying to compensate for it by opening doors / windows and overtaxiing existing mechanical systems. This project will replace worn and inadequate HVAC equipment as recommend by the pending evaluation. | 250000 | 8226124.1905 | 250000 | 8226124.1905 | Juneau | 34-Q
| University of Alaska Southeast | Student Housing Apartments | Exterior concrete sidewalks are difficult to keep the snow and ice from building up on the steps. This project will install covers over the stairways to prevent snow buildup | 40000 | 8266124.1905 | 40000 | 8266124.1905 | Juneau | 34-Q
| University of Alaska Southeast | Hendrickson Annex | The Exterior Deck going around the Hendrickson Annex building is exposed to Juneau's rainy weather and is starting to rot. This project will replace the deck and ramp access. | 79903 | 8346027.1905 | 79903 | 8346027.1905 | Juneau | 34-Q
| University of Alaska Southeast | Egan Library and Classroom Wing | The Elevator in the Egan Library was installed in 19xx. Elevator Technician recommended in 2017 the elevator be re-built soon | 100000 | 8446027.1905 | 100000 | 8446027.1905 | Juneau | 34-Q
| University of Alaska Southeast | Mourant Building | Fire alarm system is over 35 years old. Serviceing of system is becoming difficult. | 60000 | 8506027.1905 | 60000 | 8506027.1905 | Juneau | 34-Q
| University of Alaska Southeast | Hamilton Building | Roof is about 35 years old, and essentially uninsulated but not yet leaking seriously. | 800000 | 9306027.1905 | 800000 | 9306027.1905 | Ketchikan | 36-R
| University of Alaska Southeast | Hendrickson Building | Replace mansard | 75000 | 9381027.1905 | 75000 | 9381027.1905 | Juneau | 34-Q
| University of Alaska Southeast | Student Housing Apartments | The landscaping around the Housing Apartment Units has died over the years and has not been replaced. This project will replace and improve the landscaping around the Housing Apartment Units. This project can be phased over several years as funding becomes available. | 200000 | 9581027.1905 | 200000 | 9581027.1905 | Juneau | 34-Q
| University of Alaska Southeast | Technical Education Center | The Marine Core Technical Education Center building is exposed to severe weather off the channel. The finish on 3100 sq.ft.. of siding is failing and the panels beneath are rusting after 35 years of exposure. Increase insulation value from R-10 to R-30. This project will repair or replace the siding on the second floor down Channel side only. | 200000 | 9781027.1905 | 200000 | 9781027.1905 | Juneau | 34-Q
| University of Alaska Southeast | Mourant Building | The existing windows are narrow and do not provide a good view of the outside scenic views. Also, many of them have broken seals allowing dust and moisture to obstruct the window. Phase 3 will replace the remaining windows that were not replace in phse 1 or 2 | 200000 | 9981027.1905 | 200000 | 9981027.1905 | Juneau | 34-Q
| University of Alaska Southeast | Egan Library and Classroom Wing | Upgrade emergency power so Egan can act as a back-up IT base, Also some additional power for mechanical pumps | 100000 | 10081027.1905 | 100000 | 10081027.1905 | Juneau | 34-Q
| University of Alaska Southeast | Hangar 332 | Sitka Campus does not currently have a back up generator for power failure. The campus houses important research material in deep freeze freezers; a prolonged power failure could cause irreplaceable damage to research materials. | 500000 | 10581027.1905 | 500000 | 10581027.1905 | Sitka | 35-R
| University of Alaska Southeast | Egan Library and Classroom Wing | Eliminate Pneumatic Controls, upgrade HVAC controls, investigate energy recovery upgrades | 275000 | 10856027.1905 | 275000 | 10856027.1905 | Juneau | 34-Q
| University of Alaska Southeast | Pugh, John R. Residence Hall | Electronic Door Locking systems similar to what hotels use are becoming more flexible and afordable. This project will install card lock system on the front door and the bedroom doors. | 45000 | 10901027.1905 | 45000 | 10901027.1905 | Juneau | 34-Q
| University of Alaska Southeast | Hendrickson Annex | The metal roofing system is xx years old and reaching the end of it's usefull life. This project will replace the roofing system. | 192244 | 11093271.1905 | 192244 | 11093271.1905 | Juneau | 34-Q
| University of Alaska Southeast | Technical Education Center | This project will replace roof at or nearing their life expectancy on the Technical Education Center (TEC) in Juneau. These project would remove and replace existing roofing systems and add insulation to meet current design standards. | 800000 | 11893271.1905 | 800000 | 11893271.1905 | Juneau | 34-Q
| University of Alaska Southeast | Novatney Building | This project will replace AHU-1, VFD and replace with ABB | 125000 | 12018271.1905 | 125000 | 12018271.1905 | Juneau | 34-Q
| University of Alaska Southeast | Technical Education Center | TEC mechanical room penthouse siding is starting to rust. This project will replace the siding | 125000 | 12143271.1905 | 125000 | 12143271.1905 | Juneau | 34-Q
| University of Alaska Southeast | Banfield Hall-Residence Hall | The roofing system on Banfield Hall is xx years old and the warranty runs out in xx years. | 300000 | 12443271.1905 | 300000 | 12443271.1905 | Juneau | 34-Q
| University of Alaska Southeast | Hamilton Building | Roof is about 35 years old, and essentially uninsulated but not yet leaking seriously. | 350000 | 12793271.1905 | 350000 | 12793271.1905 | Ketchikan | 36-R
| University of Alaska Southeast | Technical Education Center | The Marine Core Technical Education Center building is exposed to severe weather off the channel. The finish on 3100 sq.ft.. of siding is failing and the panels beneath are rusting after 35 years of exposure. Increase insulation value from R-10 to R-30. This project will repair or replace the siding of the entire building. | 1000000 | 13793271.1905 | 1000000 | 13793271.1905 | Juneau | 34-Q
| University of Alaska Southeast | Banfield Hall-Residence Hall | The Elevator in Banfield hall was installed in 19xx and the oil pump unit was replaced in 2016? Not all of the elevator components are still available to replace if it should fail. | 300000 | 14093271.1905 | 300000 | 14093271.1905 | Juneau | 34-Q
| University of Alaska Southeast | Hamilton Building | Replace existing 35 year old damaged siding. Add insulation under. | 250000 | 14343271.1905 | 250000 | 14343271.1905 | Ketchikan | 36-R
| University of Alaska Southeast | Egan Library and Classroom Wing | Replace carpet in the main building | 225000 | 14568271.1905 | 225000 | 14568271.1905 | Juneau | 34-Q
| University of Alaska Southeast | Student Lodge | The housing lodge generator is still running off mechanical controls. This project will upgrade the controls to electronic that provide more control to operators. | 100000 | 14668271.1905 | 100000 | 14668271.1905 | Juneau | 34-Q
| University of Alaska Southeast | Technical Education Center | Replace curtain wall system at entry, glass has lost seal and is fogging up. | 175000 | 14843271.1905 | 175000 | 14843271.1905 | Juneau | 34-Q
| University of Alaska Southeast | Banfield Hall-Residence Hall | Electronic Door Locking systems similar to what hotels use are becoming more flexible and afordable. This project will install card lock system on the front door and the bedroom doors. | 45000 | 14888271.1905 | 45000 | 14888271.1905 | Juneau | 34-Q
| University of Alaska Southeast | Natural Sciences Research Lab | Natural Science Research Lab (NSRL) fire alarm and detection system will not be supported by the manufacturer in the near future and needs to be replaced | 85000 | 14973271.1905 | 85000 | 14973271.1905 | Juneau | 34-Q
| University of Alaska Southeast | Egan Library and Classroom Wing | The existing seating is not comfortable for the modern American student and needs to be replaced with wider seats. | 100000 | 15073271.1905 | 100000 | 15073271.1905 | Juneau | 34-Q
| University of Alaska Southeast | Student Housing Apartments | Existing facility is dated and does not fit current housing look. New structure would be similar to recently constructed facility | 450000 | 15523271.1905 | 450000 | 15523271.1905 | Juneau | 34-Q
| University of Alaska Southeast | Paul Building | Neither building has any vestibules on entry doors. The Paul curtainwall is heavily fogged. | 150000 | 15673271.1905 | 150000 | 15673271.1905 | Ketchikan | 36-R
| University of Alaska Southeast | Juneau Campus | Constructed in the mid-1980’s, many of the paved surfaces around the University of Alaska Southeast (UAS) Juneau campus are either beginning to fail, or nearing the end of their useful lives. In order to set priorities for repairing the numerous pavement and drainage deficiencies, this work will be done in phases. This project phase will remove and replace about one half of the pavement in the 3-10 year category identifed in the Engineers pavment report | 700000 | 16373271.1905 | 700000 | 16373271.1905 | Juneau | 34-Q
| University of Alaska Southeast | Banfield Hall-Residence Hall | Banfield Hall is a student residence hall and does not have any back-up power. If Juneau had an extended power outage, the building would go cold and could not be used. | 260000 | 16633271.1905 | 260000 | 16633271.1905 | Juneau | 34-Q
| University of Alaska Southeast | Stover House | One half of the Facilities parking lot is gravel, causing dust, mud and increased maintenance costs. This project will Pave the second half of the gravel parking lot and extend lighting up the driveway. | 150000 | 16783271.1905 | 150000 | 16783271.1905 | Juneau | 34-Q
| University of Alaska Southeast | Banfield Hall-Residence Hall | There is currently no Residence Life manager apartment in Banfield Hall. This project will remodle one of the existing suites to include a kitchen and additional space assocated wiith a Residence Life Manager | 50000 | 16833271.1905 | 50000 | 16833271.1905 | Juneau | 34-Q
| University of Alaska Southeast | Ziegler Building | Neither building has any vestibules on entry doors. The Paul curtainwall is heavily fogged. | 150000 | 16983271.1905 | 150000 | 16983271.1905 | Ketchikan | 36-R
| University of Alaska Southeast | Stover House | Facilities Services has some exterior flood lights attached to the building that provide limited illumination for the facilities yard.. This project will install new light poles in the yard that will meet national illumination standards and improve the safety of staff and security of UAS property. Phase 2 will light the entrance and north haf of the lot | 78000 | 17061271.1905 | 78000 | 17061271.1905 | Juneau | 34-Q
| University of Alaska Southeast | Paul Building | This is a platform lift. | 100000 | 17161271.1905 | 100000 | 17161271.1905 | Ketchikan | 36-R
| University of Alaska Southeast | Stover House | Facilities Services does not have a accessible restroom. This project will remodel one restroom to be accessible | 187500 | 17348771.1905 | 187500 | 17348771.1905 | Juneau | 34-Q
| University of Alaska Southeast | Student Lodge | There is no ADA access to the top meeting room in the lodge. However, this space is currently used as storage and no student programs use this space | 217661 | 17566432.1905 | 217661 | 17566432.1905 | Juneau | 34-Q
| University of Alaska Southeast | Ziegler Building | Ketchikan currently does not have a back-up power system. This project will install a generator and switching for temporary back-up power to the Ziegler and Paul Buildings. Electrical Engineer based estimate on a 200 KW generator installed in parking lot. | 260000 | 17826432.1905 | 260000 | 17826432.1905 | Ketchikan | 36-R
| University of Alaska Southeast | Stover House | Facilities Services building does not have an accessible access to the second floor. This project will install an elevator or similar | 125000 | 17951432.1905 | 125000 | 17951432.1905 | Juneau | 34-Q
| University of Alaska Southeast | Hamilton Building | Ketchikan currently does not have a back-up power system. This project will install a generator and switching for temporary back-up power. Electrical Engineer based estimate on a 200 KW generator installed in parking lot. | 260000 | 18211432.1905 | 260000 | 18211432.1905 | Ketchikan | 36-R
| University of Alaska Southeast | Hendrickson Annex | Once the new Department of Education building is built, the Hendrickson Annex will not longer be needed. The space can be better used | 75000 | 18286432.1905 | 75000 | 18286432.1905 | Juneau | 34-Q
| University of Alaska Southeast | Stover House | DOT&PF encountered some contaminated soil and requested UAS to pay for disposal | 75000 | 18361432.1905 | 75000 | 18361432.1905 | Juneau | 34-Q