## Graphs (hidden)
Transportation & Public Facilities (DOT&PF) | 335909.245
All Other Agencies | 200432.482
Department | Backlog Amount
DOT&PF | 258852.6
DOT&PF PFB | 77056.645
DOC | 63650
DHSS | 38517.182
DEED | 26450.7
DNR | 21870
DOL | 20025
DFG | 15551.3
DPS | 8868.3
DMVA | 3900
DEC | 1600
DOA | 0

## Statewide Total
Statewide DM Backlog
1/29/2021
Department |  |  |  | FY2011 Total DM Backlog | FY2012 Total DM Backlog | FY2013 Total DM Backlog | FY2014 Total DM Backlog | FY2015 | FY2016 | FY2017 | FY2018 | FY2019 | FY2020 | FY2021 | FY2022 | Difference FY2021 to FY2022 | % of Total | % of Total Excluding University
1 | Administration* |  |  | 80769000 | 50300000 | 48700000 | 59336500 | 45684283.33 | 67762500 | 60199084 | 56731534.5 | 67631657.5 | 92704395 | 77056645 | 0 | 77056645 | 3.82% | 12.92%
2 | Corrections |  |  | 103047000 | 102900000 | 87400000 | 74639000 | 65923000 | 59360000 | 45661000 | 40580000 | 39680000 | 46203000 | 55190000 | 63650000 | -8460000 | 2.736% | 9.254%
3 | Education |  |  | 15000000 | 20500000 | 12600000 | 16747000 | 15063000 | 16451000 | 20741000 | 21156000 | 18066500 | 14150750 | 16791750 | 26450700 | -9658950 | 0.8324% | 2.815%
4 | Environmental Conservation |  |  | 485000 | 200000 | 0 | 200000 | 280000 | 0 | 0 | 0 | 760000 | 0 | 200000 | 1600000 | -1400000 | 0.009915% | 0.03353%
5 | Fish & Game |  |  | 2250000 | 3100000 | 2000000 | 1400000 | 1400000 | 1400000 | 950000 | 2234000 | 2091400 | 4105900 | 9733000 | 15551300 | -5818300 | 0.4825% | 1.632%
6 | Health & Social Services |  |  | 19474000 | 19200000 | 17100000 | 23830449 | 18220049 | 24151000 | 29101011 | 27774047 | 34509834 | 40182910 | 40353409 | 38517182 | 1836227 | 2% | 6.766%
7 | Labor |  |  | 59219000 | 49000000 | 31500000 | 21350000 | 15080000 | 11860000 | 12895000 | 15720000 | 18550000 | 20025000 | 20025000 | 20025000 | 0 | 0.9927% | 3.358%
8 | Military* |  |  | 36514000 | 50000000 | 27900000 | 46549463.91 | 48235722 | 27224800 | 0 | 60006533 | 36822500 | 5479842 | 28874945 | 3900000 | 24974945 | 1.431% | 4.842%
9 | Natural Resources |  |  | 67631000 | 69100000 | 74100000 | 75571800 | 73235800 | 70165000 | 73195000 | 71046500 | 68971000 | 64649000 | 67469500 | 21870000 | 45599500 | 3.345% | 11.31%
10 | Public Safety |  |  | 2660000 | 6700000 | 6700000 | 6266940 | 6674743 | 5288100 | 2000000 | 1700000 | 3460000 | 4391200 | 7540000 | 8868300 | -1328300 | 0.3738% | 1.264%
11 | Transportation** |  |  | 456541000 | 751400000 | 673800000 | 515319809 | 459183724 | 434923900 | 346516150 | 302440330 | 319873400 | 338509900 | 264253600 | 258852600 | 5401000 | 13.1% | 44.31%
|  |  | Facilities | 24712000 | 39400000 | 33100000 | 32847700 | 24460600 | 27254600 | 21105600 | 18900600 | 20880600 | 37834300 | 49761600 | 44360600 | 5401000 | 2.467% | 8.344%
|  |  | Highways | 305913000 | 624900000 | 558700000 | 403920600 | 360028200 | 301957000 | 237756950 | 196568450 | 219426200 | 220314200 | 153806600 | 153806600 | 0 | 7.625% | 25.79%
|  |  | Aviation | 83521000 | 54700000 | 49200000 | 50194500 | 51597500 | 77618500 | 69447500 | 70962500 | 58110000 | 57595000 | 38690000 | 38690000 | 0 | 1.918% | 6.487%
|  |  | Harbors | 19084000 | 15500000 | 16000000 | 15931700 | 9538200 | 14534600 | 15200600 | 12867280 | 18390100 | 18716400 | 19216400 | 19216400 | 0 | 0.9526% | 3.222%
|  |  | Marine Highways | 23311000 | 16900000 | 16800000 | 12425309 | 13559224 | 13559200 | 3005500 | 3141500 | 3066500 | 4050000 | 2779000 | 2779000 | 0 | 0.1378% | 0.466%
12 | University |  |  | 1117861600 | 1185800000 | 1200700000 | 1203028800 | 1091237667.61 | 1080551300 | 1008793562 | 1061256608.8733 | 1236607475.7105 | 1273163507.1172 | 1420815812.2776 | 1392966700 | 147652305.1604 | 70.43% | N/A
13 | Courts |  |  | 14932000 | 9800000 | 8100000 | 6853996 | 6952090 | 8655500 | 7715454 | 5260054 | 6396600 | 8916500 | 8916500 | 15335700 | 0 | 0.442% | 1.495%
14 |  |  | Total: | 1976383600 | 2318000000 | 2190600000 | 2051093757.91 | 1847170078.94 | 1807793100 | 1607767261 | 1665905607.3733 | 1853420367.2105 | 1912481904.1172 | 2017220161.2776 | 1867587482 | 275855072.1604 | 100% | 100%
|  |  |  | 858522000 | 1132200000 | 989900000 | 848064957.91 | 755932411.33 | 727241800 | 598973699 | 604648998.5 | 616812891.5 | 639318397 | 596404349 | 474620782 | 128202767
|  |  |  | Total w/o Univ | Total w/o Univ | Total w/o Univ | Total w/o Univ | Total w/o Univ | Total w/o Univ | Total w/o Univ | Total w/o Univ | Total w/o Univ | Total w/o Univ | Total w/o Univ | Total w/o Univ | Total w/o Univ
[11 empty] | DOT&PF | 264253.6 | 258852600
[11 empty] | All Other Agencies | 323234.249 | 323234249
27849112.2776
1 | DOTP&F |  | 264253.6 | 341219900
2 | School MM |  |  | 148986253
3 | DOA |  | 77056.645 | 98650395
4 | DNR |  | 67469.5 | 65204000
5 | DOC |  | 55190 | 45203000
6 | DHSS |  | 40353.409 | 40182910
7 | DMVA |  | 28874.945 | 5479842
8 | DOL |  | 20025 | 20450000
9 | DEED |  | 16791.75 | 14150750
10 | DPS |  | 7540 | 9242500
11 | Courts |  | 8916.5 | 8916500
12 | DFG |  | 9733 | 5325020
13 | DEC |  | 200 | 0
7 | University |  | 1420815.8123 | 1273163507.1172
2017220.1613
Statewide Backlog | Rounded to Millions |  | Appropriation
Year | DM Backlog | Appropriation | Price
FY2011 | 858.522 | 92.09 | 94.49
FY2012 | 1132.2 | 81.62 | 112.65
FY2013 | 989.9 | 70.84 | 107.57
FY2014 | 848.065 | 87.68 | 107.57
FY2015 | 755.9324 | 68.52 | 72.58
FY2016 | #REF! | 30.99 | 43.18
FY2017 | 598.9737 | 15.66 | 49.43
FY2018 | 604.649 | 27.03 | 63.61
FY2019 | 616.8129 | 24.95 | 69.46
FY2020 | 639.3184 | 37.7 | 63.54
Statewide Backlog | Rounded to Millions |  | Appropriation
Year | DM Backlog | Appropriation | Price
FY2011 | 1117.8616 | 37.5 | 94.49
FY2012 | 1185.8 | 87.5 | 112.65
FY2013 | 1200.7 | 37.95 | 107.57
FY2014 | 1203.0288 | 30 | 107.57
FY2015 | 1091.2377 | 19.27 | 72.58
FY2016 | 1080.5513 | 3 | 43.18
FY2017 | 1008.7936 | 0 | 49.43
FY2018 | 1061.2566 | 5 | 63.61
FY2019 | 1236.6075 | 2 | 69.46
FY2020 | 1273.1635 | 5 | 63.54
Note on L8: AMBRYAN: Grand total less SOB Asbestos abatement of $85M
Note on M8: Grand total less SOB Asbestos abatement of $89.3M
Note on N8: Shelly R. Willhoite: Grand total less SOB Asbestos abatement of $89.3M
Note on J15: No longer inlcudes Alaska Aerospace starting in FY2016.
Note on K15: DMVA DM backlog under review. DMVA believes current appropriations are sufficient to fund backlog of needs.
Note on L15: AMBRYAN: Does not include Alaska Aerospace.
Note on M15: Does not include Alaska Aerospace.
Note on D68: Shelly R. Willhoite: Grand total less SOB Asbestos abatement of $89.3M
Note on E68: Shelly R. Willhoite: Grand total less SOB Asbestos abatement of $89.3M

## 05-DEED
05-DEED Department of Education and Early Development Updated 2/7/21
Dept Priority | Allocation | Project Title | Project Description | Project Cost | Running Total | GF Cost | GF Running Total | Location (City) | House District
1 | Mt. Edgecumbe High School Deferred Maintenance | Dining Hall Renovation | This project will completely renovate the dining hall and kitchen, and provide some realignment of the dining hall in order to increase seating capacity of the dining hall. The project will replace and upgrade aging kitchen equipment including major appliances. The building interior has not had major work since 1985, the dining hall is too small to adequately allow all of the students to assemble during mealtimes, and some of the kitchen equipment is aging and is beginning to fail. | 4741000 | 4741000 | 4741000 | 4741000 | Sitka | 35
2 | Mt. Edgecumbe High School Deferred Maintenance | Building 299 Access Stairs and Bridge Replacement | This project will replace the access stairs and bridge for Kuspuk Hall. The second floor of building 299 includes three student classrooms as well as two staff offices. Students must use wood exterior stairs on one end of the building, or a wood bridge on the other end of the building to access their classrooms. The horizontal wood beams that support the bridge entrance are showing signs of significant rot and the mechanical timber supports on the exterior stairs are nearing failure. A long term maintenance free and practical solution is to install aluminum stairs and an aluminum bridge. | 519000 | 5260000 | 519000 | 5260000 | Sitka | 35
3 | Museum Operations | Sheldon Jackson Museum HVAC replacement | This project provides an adequate humidification, ventilation, and air conditioning system that also dehumidifies and filters the air to maintain a stable environment for the artifacts in the museum's exhibition galleries and collection storage area and a healthy environment for the staff and visiting public. A building automated system was added in 2013 that provides monitoring, thermostat and humidistat controls. Currently, the fundamental components of the heating and cooling system consists of a 35-year old electric furnace and a direct exchange cooling coil that passively and ineffectively dehumidifies the environment. The process of dehumidifying is ineffective, inefficient, and costly. The age of the furnace increases risk of failure. This project includes building automation improvements. $1,050.0 and $567.0 indirect charge that includes project management, design, and engineering costs. | 1617000 | 6877000 | 1617000 | 6877000 | Sitka | 35
4 | Mt. Edgecumbe High School Deferred Maintenance | Replacement of Boys' Dorm (Building 292) and Main Girls' Dorm (Building 293) Windows | This project will replace all of the windows in the Boys' Dorm and Main Girls' Dorm (buildings 292 and 293) with single-hung, energy efficient vinyl windows. The windows in these dormitories are worn out and the warranty period has expired. Wind-driven rain that seeps into the building around the windows, soaks carpeting on the weather side of the girls dormitory. Window replacement parts are nearly impossible to find and procure due to reoccurring changes in manufacturer's ownership. | 903000 | 7780000 | 903000 | 7780000 | Sitka | 35
5 | Mt. Edgecumbe High School Deferred Maintenance | Emergency Generator and Switch Gear Installation, Upper Campus | This project will include the installation of transfer switch gear and conduit to intertie the upper campus electrical systems to the standby generator. Periodic electrical service interruptions have resulted in the loss of servers and switch gear, rendering the school's internet, email, and phone service inoperable. | 1200000 | 8980000 | 1200000 | 8980000 | Sitka | 35
6 | Museum Operations | Sheldon Jackson Museum Window Replacement | Window replacement, $500.0 to a facility on the historic register. The remaining $270.0 is for indirect project management, design, and engineering costs. Replace 50-year old windows with thermal insulated, UV control glazing, and vinyl clad framing to increase energy efficiency and control damaging light on artifacts. The windows have failed seals, deteriorating wood frames, no thermal value, condense moisture and mildew on and between the glass, are not energy efficiency, and covered with 30-year old deteriorating blinds. The window style must be in keeping with the historical context of the building. New thermally insulated windows with UV protection to replace the 35-year old single pane windows in the office space is also necessary and included in the overall price. | 770000 | 9750000 | 770000 | 9750000 | Sitka | 35
7 | Mt. Edgecumbe High School Deferred Maintenance | Backup Generator Installation, Building 1331 | This project will install a 75 KW backup generator that will serve the gymnasium facilities including the heating plant. In the event of a power outage, the lower campus currently does not have backup power to keep the heating system running or maintain emergency lighting. The backup generator will provide enough electricity to keep the heating plant operational, providing heat as well as basic lighting to ensure student safety and comfort. | 509000 | 10259000 | 509000 | 10259000 | Sitka | 35
8 | Mt. Edgecumbe High School Deferred Maintenance | Superintendent Residence Asbestos Abatement and bathroom renovation | This project will result in the removal of all asbestos-containing material (ACM) and bathroom renovation to repair pipes. The facility was built in the early 1940s and is full of ACM, the most serious of which is located behind the wall and in the attic space. | 1171000 | 11430000 | 1171000 | 11430000 | Sitka | 35
9 | Mt. Edgecumbe High School Deferred Maintenance | Replacement of Gymnasium Basketball Court Floor | This project will replace the main court floor in the gymnasium. The existing court floor was installed in 1980, but was purchased as a used court from a college. | 521000 | 11951000 | 521000 | 11951000 | Sitka | 35
10 | Museum Operations | Sheldon Jackson Museum sidewalk replacement | This project replaces sections of the sidewalk and curb in front of the museum entry and surrounding the flag pole that are deteriorated, pitted, and cracked. The sidewalk has been patched with asphalt. Entire sections of the concrete need to be replaced and leveled. Cost is for grading and leveling with appropriate drainage rock beneath new concrete. $150.0 and $82.5 for project management/design/engineering costs. | 232500 | 12183500 | 232500 | 12183500 | Sitka | 35
11 | Museum Operations | Stratton Library Critical Maintenance to Allow for Rental of Facility | This project addresses the safety and protection of state property and assets by repairing six vital building systems: 1) pre-action fire suppression system $84.0; 2) HVAC $920.0; 3) plumbing $127.0; 4) electrical $200.0; 5) security $25.0; 6) selective hazmat abatement $500.0. The remaining $557.0 is for indirect project management, design, and engineering costs. Addresses life, safety, and ADA needs to permit human occupancy for professional business use. Without upgrades the building can only be used for storage. Project cost updated with input from DFS. | 2629200 | 14812700 | 2629200 | 14812700 | Sitka | 35
12 | Mt. Edgecumbe High School Deferred Maintenance | Environmental cleanup and renovation of building 288, Warehouse building (Old Firehouse Building) | A one-story steel framed building with metal roof and metal siding, approximately 200'x60', 12,000 square feet. Building was originally constructed in the 1950s. The facility is currently full of a variety of materials and equipment, all in poor condition, and the building contains asbestos-containing material and lead paint. The structure and enclosure are in very poor condition. The structure is unsafe due to rot of structural members, water penetration through roof and walls and over stress of the structure from multiple mezzanines constructed within and pipes within the building include asbestos. Windows are broken, the structure is rusting, and materials are piled in a haphazard manner. The building is in such despair, it cannot be secured from entry. The renovation will include removing hazardous materials, siding and roofing system. The existing structural supports will remaining and a new roof will be installed to facilitate an outdoor covered are for student activities. | 552000 | 15364700 | 552000 | 15364700 | Sitka | 35
13 | Museum Operations | Stratton Renovation (completing construction from 2015-2018) | This project addresses protection of state property and assets through renovation of the building to secure museum collections, including: 1) complete hazmat abatement $1,000.0; 2) finalize building envelop of siding, windows, and wall insulation $1,000.0; 3) renovation of collections storage and work space on the second floor $500.0; 4) connecting corridor and utilities from Sheldon Jackson Museum to the Stratton Library $3,000.0; 5) lighting $200.0; 6) interior finishes $250.0; 7) exterior ramps and walkways $400.0. The remaining $1,905.0 is for indirect costs. This project will complete work on the building that began in FY 2018 so the building can be used to store Sheldon Jackson Museum collections, improve energy efficiency to reduce utility costs, and address hazardous materials abatement needs. | 8255000 | 23619700 | 8255000 | 23619700 | Sitka | 35
14 | Mt. Edgecumbe High School Deferred Maintenance | Environmental cleanup and demolition of building 296, paint shop | This project will remove a single story structure, approximately 1,000 square feet, that was formerly used as a paint shop. Building was built in the 1940s and connected by a utilidor to another dilapidated building. The building contains asbestos-containing material (ACM) and lead paint, the roof is failing, there are broken windows, the building cannot be secured, and the utilidor pipes on the building exterior contain ACM that will be abated as part of the project. Building may have hazardous material inside. | 203000 | 23822700 | 203000 | 23822700 | Sitka | 36
15 | Mt. Edgecumbe High School Deferred Maintenance | Dormitory Furniture Replacement | This project includes the replacement of dormitory furniture (wardrobes, bunk beds and student desks) in Heritage Hall (Building 295) and the Main Girl's Dorm (Building 293). The bunk beds, desks, and wardrobes in Heritage Hall were installed in 1992 and have exceeded their useful life. In the Main Girl's Dorm approximately one-fourth of the bunk beds date back to the 1980s and have exceeded their useful life. | 208000 | 24030700 | 208000 | 24030700 | Sitka | 37
16 | Mt. Edgecumbe High School Deferred Maintenance | Student Housing Upgrades | This project will renovate space freed up by the classroom vacated with the construction of the academic wing expansion project and convert them into dorm space in order to decrease the density of existing dorm rooms in the boys and girls dorm (Buildings 292 and 293). The dorm rooms of concern are currently housing six or more students in violation of Alaska DHSS occupancy regulations. Dorm space will be constructed in the dining hall building (Building 290), and the second floor of Kuspuk Hall (Building 299). | 2420000 | 26450700 | 2420000 | 26450700 | Sitka | 38
|  |  | TOTAL | 26450700

## 06-DHSS PH
FY23 Deferred Maintenance Prioritization (in Thousands)
Department: Health & Social Services - Pioneer Homes
Updated 9/27/2021
Dept Priority | Allocation/Facility | Project Title | Project Description | Estimated Project Cost | Running Total | GF Cost | GF Running Total | Location (City) | House-Senate District | DHSS Priority Value/Facility Condition Index
1 | Sitka Pioneer Home-Main Facility | Service Entrance Door Replacement | Replace service entrance door | 90970 | 90970 | 90970 | 90970 | Sitka | 35-R | 8.15
2 | Ketchikan Pioneer Home | Main Entry Door & Hardware Replacement | The inner and outer entry door system is in need of replacement. | 86500 | 177470 | 86500 | 177470 | Ketchikan | 36-R | 6.61
3 | Ketchikan Pioneer Home | Nurse Call System Upgrades | The existing nurse call system needs to be upgraded as support by manufacturer is ending. | 71552 | 249022 | 71552 | 249022 | Ketchikan | 36-R | 6.61
4 | Fairbanks Pioneer Home - Main Facility | Roof Coverings - Built-Up Roofing Replacement | A newly designed roof system is required, as the existing roof does not meet snow load requirements. | 1961455 | 2210477 | 1961455 | 2210477 | Fairbanks | 1-A | 6.15
5 | Sitka Pioneer Home - Main Facility | LED Light Conversion | Electricity Expenses have quadrupled within the last year as new city dam project comes online. Convert all lights to LED. | 276390 | 2486867 | 276390 | 2486867 | Sitka | 35-R | 5.7
6 | Sitka Pioneer Home - Main Facility | Fuel Tank Supply Lines Replacement | Four outdated supply and return fuel lines from the fuel tank to the boilers and generator are at the end of their useful life and need to be replaced. | 25995 | 2512862 | 25995 | 2512862 | Sitka | 35-R | 5.7
7 | Sitka Pioneer Home - Main Facility | Recondition & Paint Exterior Surfaces | Recondition and paint exterior surfaces in order to minimize moisture ingress. Exterior wall surfaces and finish have been severely compromised. | 1692384 | 4205246 | 1692384 | 4205246 | Sitka | 35-R | 5.7
8 | Sitka Pioneer Home - Main Facility | Terrace Perimeter Rock Wall Repairs | Stone-and-mortar rock walls are in need of repair to restore their condition. | 257727 | 4462973 | 257727 | 4462973 | Sitka | 35-R | 5.7
9 | Sitka Pioneer Home - Garage | LED Light Conversion | Electricity Expenses have quadrupled within the last year as new city dam project comes online. Convert all lights to LED. | 34549 | 4497522 | 34549 | 4497522 | Sitka | 35-R | 5.08
10 | Ketchikan Pioneer Home | Replace Interior Doors & Hardware | Replace worn and damaged interior doors & hardware. Some exit and stairwell fire doors are warped to the point of not latching properly, which creates a problem with the wander-guard life safety equipment. | 346778 | 4844300 | 346778 | 4844300 | Ketchikan | 36-R | 4.72
11 | Ketchikan Pioneer Home | Door Access System Upgrades | Upgrade the existing door access card reader system. System is obsolete and no longer supported by manufacturer within 3 years. | 68145 | 4912445 | 68145 | 4912445 | Ketchikan | 36-R | 4.72
12 | Sitka Pioneer Home - Nurse's Quarters | LED Light Conversion | Electricity Expenses have quadrupled within the last year as new city dam project comes online. Convert all lights to LED. | 51823 | 5156983 | 51823 | 5156983 | Sitka | 35-R | 4.37
13 | Sitka Pioneer Home - Nurse's Quarters | Balcony Retaining Wall Repair at Nurses Quarters | Renovate and repair the balcony parapet walls. | 44169 | 5201152 | 44169 | 5201152 | Sitka | 35-R | 4.37
14 | Alaska Veterans & Pioneer Home | Homestead Patient Lifts | Install patient lifts in Homestead hall. | 131179 | 5043624 | 131179 | 5043624 | Palmer | 11-F | 4.32
15 | Alaska Veterans & Pioneer Home | Heating & Ventilation Investigation | Perform an investigation of the Heating and Ventilation System. The system needs to be re-balanced after years of renovations. | 61536 | 5105160 | 61536 | 5105160 | Palmer | 11-F | 4.32
16 | Fairbanks Pioneer Home - Main Facility | Fluorescent Light Fixture Conversion | Replace the fluorescent lighting facility wide and convert to LED fixtures. | 168660 | 5369812 | 168660 | 5369812 | Fairbanks | 1-A | 4.31
17 | Fairbanks Pioneer Home - Garage | Roofing Repair and Rain Gutters | The garage roof is in need of repair or replacement. Install gutters. | 40202 | 5410014 | 40202 | 5410014 | Fairbanks | 1-A | 4.3
18 | Sitka Pioneer Home - Main Facility | North Wing Hallway Walls & Flooring | North wing has torn and separated wall and flooring finishes and needs replacement. | 320594 | 5955652 | 320594 | 5955652 | Sitka | 35-R | 4.07
19 | Sitka Pioneer Home - Main Facility | Replace Window Screens | Replace all exterior window screens | 71153 | 6026805 | 71153 | 6026805 | Sitka | 35-R | 4.07
20 | Ketchikan Pioneer Home | Resurface Sidewalks in Courtyard Area | Sidewalks are in need of resurfacing as they are heavily pitted and damaged, uneven walking & gurney rolling surfaces. This is third floor fire escape route. | 314978 | 6341783 | 314978 | 6341783 | Ketchikan | 36-R | 3.97
21 | Ketchikan Pioneer Home | Parking Lot Resurface & Restripe | Repaving and restriping, along with localized work where failure of subgrade material is evident. | 43741 | 6385524 | 43741 | 6385524 | Ketchikan | 36-R | 3.97
22 | Ketchikan Pioneer Home | Toilet & Bath Modernization | Resident bathrooms are deteriorating and require replacement. Urine deterioration to Tile, grout lines and age are factors in the replacement. | 384599 | 6770123 | 384599 | 6770123 | Ketchikan | 36-R | 3.97
23 | Ketchikan Pioneer Home | Ceiling Tile, Paint & Wainscoting 2nd Floor Hall | Ceiling tile, paint and wainscot is in need of upgrades at the second floor hall. | 218532 | 6988655 | 218532 | 6988655 | Ketchikan | 36-R | 3.97
24 | Anchorage Pioneer Home | Kitchen Dish room Renovation | Renovate the dishwasher and surrounding area. Install new grease trap, new flooring and repair water damaged walls. | 225044 | 5635058 | 225044 | 5635058 | Anchorage | 25-M | 3.9
25 | Juneau Pioneer Home | Water Pressure Reducing Valves | The valves that reduce the water supply pressure down from the City of Juneau's large pipe source, to a manageable pressure, are approaching the end of their 30 year useful life. | 26195 | 7014850 | 26195 | 7014850 | Juneau | 34-Q | 3.74
26 | Juneau Pioneer Home | Building wide Surge Protector | Building wide surge protector | 49620 |  | 49620 |  | Juneau | 34-Q | 3.74
27 | Sitka Pioneer Home - Garage | Exterior Stucco Repair | Repair and paint exterior stucco wall finishes | 46494 | 7061344 | 46494 | 7061344 | Sitka | 35-R | 3.56
28 | Fairbanks Pioneer Home - Main Facility | Crawl Space Lighting | The routinely accessed crawl space has an inadequate plug in work light system and would require a code compliant lighting system. | 29706 | 7091050 | 29706 | 7091050 | Fairbanks | 1-A | 3.08
29 | Fairbanks Pioneer Home - Main Facility | Concrete Sidewalks and Courtyards Safety Upgrades | Replace the broken concrete sidewalks and courtyard concrete surfaces that pose a trip hazard to the residents and staff. | 229122 | 7320172 | 229122 | 7320172 | Fairbanks | 1-A | 3.08
30 | Fairbanks Pioneer Home - Main Facility | Resident Room Heating Replacement | Replace the outdated and inefficient finned tube radiant heaters in the resident rooms. | 416585 | 7736757 | 416585 | 7736757 | Fairbanks | 1-A | 3.08
31 | Alaska Veterans & Pioneer Home | Nurse Call System Upgrade | Upgrade the RFTEC system to all the halls to enable lockdown of each hall. | 59627 | 7796384 | 59627 | 7796384 | Palmer | 11-F | 3.02
32 | Alaska Veterans & Pioneer Home | Sprinkler Head Replacement | The Facility is due for a 50 year sprinkler head replacement. Link project with exterior dry sprinkler heads at perimeter alcoves. | 358322 | 8154706 | 358322 | 8154706 | Palmer | 11-F | 3.02
33 | Alaska Veterans & Pioneer Home | Electrical Panel Upgrade | The existing electrical main distribution panels are in need of replacement. | 69917 | 8224623 | 69917 | 8224623 | Palmer | 11-F | 3.02
34 | Alaska Veterans & Pioneer Home | Courtyard Concrete Surfaces Safety Repair | The concrete walking surfaces in the inner courtyard are frost heaved and pose a major trip hazard to the residents. | 58026 | 8282649 | 58026 | 8282649 | Palmer | 11-F | 3.02
35 | Alaska Veterans & Pioneer Home | Metal Roof Flashing Repair | The metal roof flashing facility wide is showing evidence of leaking and is in need of replacement. | 208292 | 8490941 | 208292 | 8490941 | Palmer | 11-F | 3.02
36 | Alaska Veterans & Pioneer Home | Tile Floor Finishes Replacement | Remove original damaged and asbestos containing vinyl composite tiles and install new resilient flooring. | 83317 | 8574258 | 83317 | 8574258 | Palmer | 11-F | 3.02
37 | Alaska Veterans & Pioneer Home | Domestic Water Plumbing Replacement | Domestic water supply piping is aged and leaking. Replacement is needed. | 187240 | 8761498 | 187240 | 8761498 | Palmer | 11-F | 3.02
38 | Alaska Veterans & Pioneer Home | Perimeter Security Fence | Install a fence around the perimeter of the facility. | 110735 | 8872233 | 110735 | 8872233 | Palmer | 11-F | 3.02
39 | Sitka Pioneer Home - Main Facility | Review/Redesign Heating & Cooling System in Wing 1-North | #1 North wing has reduced air flow and exhaust. Professional review and follow up design services are required. | 30363 | 8902596 | 30363 | 8902596 | Sitka | 35-R | 2.85
40 | Ketchikan Pioneer Home | 1st & 2nd FL. Hallways Interior Lighting Efficiency Upgrades | Upgrade the interior lighting to LED type lights on 1st and 2nd floor hallways to increase energy efficiency. | 18598 | 8921194 | 18598 | 8921194 | Ketchikan | 36-R | 2.83
41 | Ketchikan Pioneer Home | Security Fence Installation | Security fencing is needed in some areas of the property as constant traffic from transient population at low-cost housing residence and city park next door are damaging grounds. | 32552 | 8953746 | 32552 | 8953746 | Ketchikan | 36-R | 2.83
42 | Ketchikan Pioneer Home | Vanity & Casework Replacement | Upgrade the resident room vanities, lights, closet inserts, casework, sinks and mirrors. | 495229 | 9448975 | 495229 | 9448975 | Ketchikan | 36-R | 2.83
43 | Ketchikan Pioneer Home | Underground Storage Tank Replacement | Decommission, or remove, the existing underground heating fuel storage tank and replace it with an above ground heating fuel storage tank. | 491668 | 9940643 | 491668 | 9940643 | Ketchikan | 36-R | 2.83
44 | Ketchikan Pioneer Home | Drive Through Safety Entrance Canopy | Construction of a drive-thru canopy along the building's west elevation is required for ADA access. | 576899 | 10517542 | 576899 | 10517542 | Ketchikan | 36-R | 2.83
45 | Ketchikan Pioneer Home | Flooring Installation (2nd Floor) | Replace carpeting in the second floor common areas. | 109709 | 10627251 | 109709 | 10627251 | Ketchikan | 36-R | 2.83
46 | Ketchikan Pioneer Home | Preschool Fence | Preschool Playground needs see through perimeter fence. | 8141 | 10635392 | 8141 | 10635392 | Ketchikan | 36-R | 2.83
47 | Anchorage Pioneer Home | Actuator Valve Replacement & F-2 Fan Repair | Replace the Direct Digital Control actuator valves for the Heating and Ventilation system. Repair and isolate fan F-2 from downstream devices. | 147629 | 10783021 | 147629 | 10783021 | Anchorage | 25-M | 2.73
48 | Juneau Pioneer Home | Rear Wings Grounds Safety Improvements | Design and construction improvements are needed to provide a level recreation and gathering area. | 349985 | 11133006 | 349985 | 11133006 | Juneau | 34-Q | 2.62
49 | Juneau Pioneer Home | Interior Handrails Conditional Upgrade | Current handrails are in poor condition because of age and do not meet newer height requirements per ADA Standards. | 209750 | 11342756 | 209750 | 11342756 | Juneau | 34-Q | 2.62
50 | Juneau Pioneer Home | Wash Room Reconfiguration | The physical therapy bathroom/washroom would function better if the room was converted to residential laundry and wheel chair washing station. | 82096 | 11424852 | 82096 | 11424852 | Juneau | 34-Q | 2.62
51 | Juneau Pioneer Home | Exterior Paint | The exterior siding and trim work needs to be cleaned and painted to protect the siding from the chronic Southeast damp and wet weather conditions. | 85525 | 11510377 | 85525 | 11510377 | Juneau | 34-Q | 2.62
52 | Alaska Veterans & Pioneer Home | Telephone Panel Update | The existing telephone patch panel is in need of replacement. | 36007 | 11546384 | 36007 | 11546384 | Palmer | 11-F | 2.62
53 | Fairbanks Pioneer Home - Main Facility | Exterior Site Lighting Upgrades | Replace exterior pole lights around back of building. Old incandescent 10' pole lights are erratically spaced and provide very poor lighting in the winter time. Install new LED type fixtures. | 83689 | 11630073 | 83689 | 11630073 | Fairbanks | 1-A | 2.58
54 | Fairbanks Pioneer Home - Main Facility | Rain Gutter and Downspout Installation | Gutter and downspout upgrades are needed to prevent dangerous walkway ice from forming. | 124995 | 11755068 | 124995 | 11755068 | Fairbanks | 1-A | 2.58
55 | Fairbanks Pioneer Home - Main Facility | Air Conditioning for the Front Office Rooms | The front administrative office rooms are uncomfortably warm during the warmer seasons. Provide HVAC cooling to the front office rooms. | 68413 | 11823481 | 68413 | 11823481 | Fairbanks | 1-A | 2.58
56 | Sitka Pioneer Home - Main Facility | Code Alert Software Upgrade | The software for the nurse call system will be obsolete within a few years. Upgrade is required. | 25554 | 11849035 | 25554 | 11849035 | Sitka | 35-R | 2.44
57 | Sitka Pioneer Home - Main Facility | Main Kitchen Combination Ovens | The kitchen ovens are in need of replacement. | 42591 | 11891626 | 42591 | 11891626 | Sitka | 35-R | 2.44
58 | Alaska Veterans & Pioneer Home | Roof and Beam Replacement | The current roof and corresponding support beams require repair to maintain structural integrity. the current level of roof deterioration causes water to reach the support beams. The water damaged support beams are weakened and in need or replacement. | 544066 | 12435692 | 544066 | 12435692 | Palmer | 11-F | 2.16
59 | Alaska Veterans & Pioneer Home | Sanitary Waste Line Investigation & Cleaning | Sanitary waste lines throughout the facility are in need of scoping and cleaning | 38460 | 12474152 | 38460 | 12474152 | Palmer | 11-F | 2.16
60 | Alaska Veterans & Pioneer Home | Emergency Power to Exterior Entrance Doors | Provide emergency power to all exterior doors. | 78367 | 12552519 | 78367 | 12552519 | Palmer | 11-F | 2.16
61 | Sitka Pioneer Home - Manager's Quarters | LED Light Conversion | Electricity Expenses have quadrupled within the last year as new city dam project comes online. Convert all lights to LED. | 51823 | 12604342 | 51823 | 12604342 | Sitka | 35-R | 2.08
62 | Anchorage Pioneer Home | Janitors Mop Sinks Replacement | The janitorial mop sinks are broken, leaking and need replacement. | 20457 | 12624799 | 20457 | 12624799 | Anchorage | 25-M | 1.95
63 | Anchorage Pioneer Home | Tub Room Renovation | Renovate and modernize the resident tub room 162 | 77415 | 12702214 | 77415 | 12702214 | Anchorage | 25-M | 1.95
64 | Anchorage Pioneer Home | North Generator Automatic Transfer Switch Replacement | Install a new automatic transfer switch for the North Building's emergency generator. | 73074 | 12775288 | 73074 | 12775288 | Anchorage | 25-M | 1.95
65 | Anchorage Pioneer Home | Generator Replacement- South Building | Replace the existing natural gas generator with one that runs on diesel. Includes a diesel fuel storage tank and fueling system. | 196427 | 12971715 | 196427 | 12971715 | Anchorage | 25-M | 1.95
66 | Anchorage Pioneer Home | North Building Boiler and Heat Pump Replacement | The Boilers and Heat Pumps in the north building are inefficient and approaching the end of their life expectancy. | 480749 | 13452464 | 480749 | 13452464 | Anchorage | 25-M | 1.95
67 | Fairbanks Pioneer Home - Main Facility | Interior Doors Replacement | The interior doors are showing signs of wear, tear and aging. The doors should be replaced as funding allows. | 112441 | 13564905 | 112441 | 13564905 | Fairbanks | 1-A | 1.85
68 | Fairbanks Pioneer Home - Main Facility | Homestead Kitchen & Bathing Room Upgrade | Install new cabinets and appliances in the Homestead kitchen. Renovate the Homestead Bathing room to include replacement of existing finishes and removal of shower stalls. | 153326 | 13718231 | 153326 | 13718231 | Fairbanks | 1-A | 1.85
69 | Fairbanks Pioneer Home - Main Facility | Carpeting Replacement in Main Hallway | Replace carpeting in main hallways with Luxury Vinyl Tile or Sheet vinyl. Existing carpet is worn and poses a tripping hazard to the aged residents and staff. The carpet is laid over vinyl tiles which are known to contain asbestos. Abatement will be required. | 262187 | 13980418 | 262187 | 13980418 | Fairbanks | 1-A | 1.85
70 | Fairbanks Pioneer Home - Main Facility | Main Distribution Panel Replacement | Install the new generator switch gear. Labor only, facility has the switch gear. | 27706 | 14008124 | 27706 | 14008124 | Fairbanks | 1-A | 1.85
71 | Fairbanks Pioneer Home - Main Facility | Parking Lot Asphalt Repairs | The parking area surface is exhibiting cracking and uneven surface issues. The paving is in need of replacement. | 71079 | 14079203 | 71079 | 14079203 | Fairbanks | 1-A | 1.85
72 | Fairbanks Pioneer Home - Main Facility | Automotive Heater Plug-in Stations | A new parking area requires the installation of automotive heater plug in stations. | 141311 | 14220514 | 141311 | 14220514 | Fairbanks | 1-A | 1.85
73 | Fairbanks Pioneer Home - Main Facility | Loading Dock Concrete Repairs | Replace the broken and settled loading dock slab. | 32285 | 14252799 | 32285 | 14252799 | Fairbanks | 1-A | 1.85
74 | Fairbanks Pioneer Home - Main Facility | Exterior Doors Replacement | The exterior hollow metal doors have exceeded their useful life and should be replaced. | 45512 | 14298311 | 45512 | 14298311 | Fairbanks | 1-A | 1.85
75 | Fairbanks Pioneer Home - Main Facility | Tile Floor Finishes Replacement | Remove asbestos containing vinyl composite tiles throughout facility and replace with new. | 104146 | 14402457 | 104146 | 14402457 | Fairbanks | 1-A | 1.85
76 | Fairbanks Pioneer Home - Main Facility | Casework Replacement | Casework in resident rooms facility wide is in need of replacement. | 520731 | 14923188 | 520731 | 14923188 | Fairbanks | 1-A | 1.85
77 | Fairbanks Pioneer Home - Main Facility | Exterior Aluminum Windows Replacement | Replace the original exterior windows facility wide with a more energy efficient system. | 756101 | 15679289 | 756101 | 15679289 | Fairbanks | 1-A | 1.85
78 | Fairbanks Pioneer Home - Main Facility | Exterior Walls Repainting | The exterior paint is showing signs of age and is in need of repainting. | 229122 | 15908411 | 229122 | 15908411 | Fairbanks | 1-A | 1.85
79 | Fairbanks Pioneer Home - Main Facility | Emergency Lighting Battery Wall Packs | Replace the old outdated battery powered emergency lighting wall packs. | 33327 | 15941738 | 33327 | 15941738 | Fairbanks | 1-A | 1.85
80 | Fairbanks Pioneer Home - Main Facility | Drive Through Safety Entrance | A covered drive-through entryway is required to allow for a safe and weather resistant area to load and unload residents into transportation vehicles. | 564590 | 16506328 | 564590 | 16506328 | Fairbanks | 1-A | 1.85
81 | Fairbanks Pioneer Home - Main Facility | Vocera In-House Communications System | The facility staff has researched an in-house communication system that would replace hand-held two way radios. Purchase and install this new system known as Vocera. | 273653 | 16779981 | 273653 | 16779981 | Fairbanks | 1-A | 1.85
82 | Sitka Pioneer Home - Nurse's Quarters | Wood Flooring Refinish in Nurses Quarters | The degraded hardwood floors are in need of refinishing to restore their overall condition. | 42012 | 17297766 | 42012 | 17297766 | Sitka | 35-R | 1.84
83 | Alaska Veterans & Pioneer Home | Time & Temperature Signage | Install a new time & temperature sign at front entrance. | 23851 | 16803832 | 23851 | 16803832 | Palmer | 11-F | 1.81
84 | Alaska Veterans & Pioneer Home | Emergency Generator Replacement | Replace the facilities 33 year old 150KW emergency generator. | 451922 | 17255754 | 451922 | 17255754 | Palmer | 11-F | 1.81
85 | Sitka Pioneer Home - Manager's Quarters | Wood Floor Refinishing at Manager's Quarters | The damaged hardwood flooring is in need of refinishing to restore its condition. | 45650 | 17343416 | 45650 | 17343416 | Sitka | 35-R | 1.74
86 | Sitka Pioneer Home - Main Facility | Hallway Carpet Replacement- 2 & 3 North | Replace the worn hallway carpet in 2 north and 3 north halls. | 37480 | 17380896 | 37480 | 17380896 | Sitka | 35-R | 1.71
87 | Sitka Pioneer Home - Main Facility | Greenhouse Improvements | The Greenhouse has five exhaust fans with exterior louvers and seven polycarbonate windows that are all in need of replacement. Needs LED Light Conversion | 62251 | 17443147 | 62251 | 17443147 | Sitka | 35-R | 1.71
88 | Sitka Pioneer Home - Main Facility | Wood Flooring Refinish in Chapel | Hardwood flooring installed on the Chapel stage is in need of refinishing | 15399 | 17458546 | 15399 | 17458546 | Sitka | 35-R | 1.71
89 | Sitka Pioneer Home - Main Facility | Wall Fabric Removal in North Wing | The second and third floors of the North Wing need existing fabric wall covering removed, patched and painted. | 101211 | 17559757 | 101211 | 17559757 | Sitka | 35-R | 1.71
90 | Juneau Pioneer Home | Interior Lighting Upgrade | Upgrade the interior lights to LED type for improved lighting and substantial energy savings. Install motion sensors in select locations. | 218489 | 17778246 | 218489 | 17778246 | Juneau | 34-Q | 1.57
91 | Juneau Pioneer Home | Dining Room Fan/Light Unit Installation | Replace the two outdated dining room lights with new fan/light combination units for better lighting and improved air movement. | 16360 | 17794606 | 16360 | 17794606 | Juneau | 34-Q | 1.57
92 | Juneau Pioneer Home | Toilets and Showers Conditional Upgrades | 35 Toilets and 12 Resident Showers are in need of replacement. Toilet upgrades would comply with ADA minimum standards for seat height. Showers are in need of lighting and have small fiberglass stalls with floor pans and trip hazards that do not meet recommended floor space. | 252543 | 18047149 | 252543 | 18047149 | Juneau | 34-Q | 1.57
93 | Anchorage Pioneer Home | North Generator Day Tank | Install a day tank to supply the emergency generator. | 26219 | 18073368 | 26219 | 18073368 | Anchorage | 25-M | 1.37
94 | Anchorage Pioneer Home | Cast Iron Pipe Replacement | Replace the cast iron piping the supplies domestic water to the facility. | 176434 | 18249802 | 176434 | 18249802 | Anchorage | 25-M | 1.37
95 | Anchorage Pioneer Home | Breaker panels replacement | Replace aged electrical breaker panels and failing breakers throughout the facility. | 51921 | 18301723 | 51921 | 18301723 | Anchorage | 25-M | 1.37
96 | Anchorage Pioneer Home | Front Office Renovation | Remodel the existing front office to accommodate to a more secure entrance process | 63012 | 18364735 | 63012 | 18364735 | Anchorage | 25-M | 1.37
97 | Anchorage Pioneer Home | Door Actuator Replacement | Replace the original common area washroom door activators with models compliant with the Americans with Disabilities Act (ADA) | 79151 | 18443886 | 79151 | 18443886 | Anchorage | 25-M | 1.37
98 | Anchorage Pioneer Home | North Building Roof Membrane Replacement | Repair roof drains, modify drain slopes and install a new roof membrane on roof top patio. Existing membrane is aged and prone to leaking into resident areas. | 312439 | 18756325 | 312439 | 18756325 | Anchorage | 25-M | 1.37
99 | Alaska Veterans & Pioneer Home | Storage/Shop Emergency Generator | Install a small 25kw generator to supply emergency power to the storage shop. | 113614 | 18869939 | 113614 | 18869939 | Palmer | 11-F | 1.3
100 | Alaska Veterans & Pioneer Home | Commercial Washing Machine Replacement | Install 3 new washing machines. The existing machines are worn out and need replacement | 61177 | 18931116 | 61177 | 18931116 | Palmer | 11-F | 1.3
101 | Alaska Veterans & Pioneer Home | Resident Bathroom Exhaust Fan Replacement | Install new through-wall, power-louvered exhaust fans in 30 resident bathrooms. | 30768 | 18961884 | 30768 | 18961884 | Palmer | 11-F | 1.3
102 | Alaska Veterans & Pioneer Home | Chiller Sound Barrier | Construct a sound barrier wall around the chiller, which is adjacent to a resident room. | 21604 | 18983488 | 21604 | 18983488 | Palmer | 11-F | 1.3
103 | Alaska Veterans & Pioneer Home | Wall Covering Repair for Raven and Fireweed Resident Areas | The wall coverings are peeling and in need of replacement | 49998 | 19033486 | 49998 | 19033486 | Palmer | 11-F | 1.3
104 | Alaska Veterans & Pioneer Home | Exterior Windows Replacement | Replace the aged exterior windows with a more energy efficient window system. | 168661 | 19202147 | 168661 | 19202147 | Palmer | 11-F | 1.3
105 | Fairbanks Pioneer Home - Garage | Garage Furnaces Replacement | Replace the garage furnaces as they are approaching the end of their useful life. | 62488 | 19264635 | 62488 | 19264635 | Fairbanks | 1-A | 1.29
106 | Anchorage Pioneer Home | Kitchen Hood Exhaust Systems Replacement | The kitchen hood make-up air units (2), exhaust fans (2) and control panel are significantly beyond their life expectancy and must be replaced to ensure functionality. | 95814 | 19360449 | 95814 | 19360449 | Anchorage | 25-M | 1.17
107 | Anchorage Pioneer Home | Parking Lot Repairs | Correct drain slope issues, resurface and re-stripe the parking lot. | 145805 | 19506254 | 145805 | 19506254 | Anchorage | 25-M | 1.17
108 | Anchorage Pioneer Home | Emergency Power to Kitchen | Integrate the kitchen onto the emergency generator power distribution system. | 36537 | 19542791 | 36537 | 19542791 | Anchorage | 25-M | 1.17
109 | Juneau Pioneer Home | Exterior Handrails Replacement | The exterior painted metal handrails are outdated. Replace with stainless steel, or other non-painted metal or synthetic railings. | 164192 | 19706983 | 164192 | 19706983 | Juneau | 34-Q | 1.12
110 | Juneau Pioneer Home | Exterior Windows and Doors | Replace exterior windows and doors, including 2 maintenance garage doors. | 1176873 | 20883856 | 1176873 | 20883856 | Juneau | 34-Q | 1.12
111 | Juneau Pioneer Home | Elevator Upgrade | Elevator has reached it's thirty year life span and is beyond its serviceable life. Elevator is due for retrofit. | 460308 | 21344164 | 460308 | 21344164 | Juneau | 34-Q | 1.12
112 | Juneau Pioneer Home | Paint Interior Surfaces | The interior paint finishes are required to be re-painted and restored throughout the building. | 319724 | 21663888 | 319724 | 21663888 | Juneau | 34-Q | 1.12
113 | Juneau Pioneer Home | Wall Fabric Removal and Repaint | Remove old deteriorated fabric at the nurses station, patch and re-paint. | 46980 | 21710868 | 46980 | 21710868 | Juneau | 34-Q | 1.12
114 | Juneau Pioneer Home | Protective Wall Wainscoting at the Elevator | Install a protective wainscoting at the utility corridor where carts and dollies are causing excessive damage to the wall. | 16461 | 21727329 | 16461 | 21727329 | Juneau | 34-Q | 1.12
115 | Juneau Pioneer Home | Commercial Appliance Replacement | Replace 1986 original aged commercial appliances | 349583 | 22076912 | 349583 | 22076912 | Juneau | 34-Q | 1.12
116 | Juneau Pioneer Home | Interior Doors Impact Plates | Synthetic protection plates should be installed on one side of the facility interior doors as the door surfaces are constantly bumped by carts and equipment as it is being moved around. There are approximately 125 doors. | 23405 | 22100317 | 23405 | 22100317 | Juneau | 34-Q | 1.12
117 | Anchorage Pioneer Home | Retaining Wall Repair | The brick retaining walls around the South building have missing sections and are in need of cleaning and repair. | 18172 | 22118489 | 18172 | 22118489 | Anchorage | 25-M | 0.98
118 | Anchorage Pioneer Home | Front Entry Sidewalk Repair | Front entry sidewalk has heaved and is a potential trip hazard for the residents. Remove existing sidewalk and replace. Include renovation of the in slab ice melt system | 146921 | 22265410 | 146921 | 22265410 | Anchorage | 25-M | 0.98
119 | Anchorage Pioneer Home | Dining Room Door Replacement | Replace the doors at the 1st and 2nd floor dining rooms | 30665 | 22296075 | 30665 | 22296075 | Anchorage | 25-M | 0.82
120 | Anchorage Pioneer Home | 5 West Bathroom Renovation | Renovate the bathroom located on 5 West in the dining room, for the proposed new physical therapy location. | 127825 | 22423900 | 127825 | 22423900 | Anchorage | 25-M | 0.82
121 | Anchorage Pioneer Home | South Building Carpet Replacement | Replace the worn carpet in the common areas of the south building. | 153030 | 22576930 | 153030 | 22576930 | Anchorage | 25-M | 0.82
122 | Anchorage Pioneer Home | Front Entrance Asphalt Replacement | Replace the asphalt on the main entrance passenger drop off area. | 38460 | 22615390 | 38460 | 22615390 | Anchorage | 25-M | 0.82
123 | Anchorage Pioneer Home | 1st Floor North Building Carpeting Replacement | Remove existing carpeting in north building 1st floor and replace with resilient vinyl. | 50407 | 22665797 | 50407 | 22665797 | Anchorage | 25-M | 0.82
124 | Anchorage Pioneer Home | North Building Direct Digital Control Thermostats. | Replace the existing pneumatically controlled thermostats in the north building with direct digital controls. | 93732 | 22759529 | 93732 | 22759529 | Anchorage | 25-M | 0.82
125 | Anchorage Pioneer Home | Wrought Iron Fence Replacement | Replace the wrought iron fence that surround the facility on the north and east sides. | 45564 | 22805093 | 45564 | 22805093 | Anchorage | 25-M | 0.59
126 | Anchorage Pioneer Home | North Building Interior Doors Replacement | Interior resident room doors and frames in the north and south buildings are in need of replacement. | 136432 | 22941525 | 136432 | 22941525 | Anchorage | 25-M | 0.59
127 | Anchorage Pioneer Home | Ceiling Paint in Common Areas | The ceiling in the common areas of the south building are in need of paint. | 49510 | 22991035 | 49510 | 22991035 | Anchorage | 25-M | 0.59
|  |  | Total | 23040655 |  | 23040655

## 06-DHSS Non-PH
FY23 Deferred Maintenance Prioritization (in Thousands)
Department: Health & Social Services Non-Pioneer Homes
Updated 9/27/2021
Dept Priority | Allocation/Facility | Project Title | Project Description | Estimated Project Cost | Running Total | GF Cost | GF Running Total | Location (City) | House- Senate District | DHSS Priority Value/Facility Condition Index
1 | Sitka Health Center | Handicap Ramp Repairs/Remodel | Handicap Ramp has become increasingly deteriorated and is hard for wheelchairs to maneuver because of deteriorate concrete pitting and misalignment. | 36388 | 36388 | 36388 | 36388 | Sitka | 35-R | 11.83
2 | Johnson Youth Facility- Treatment Center | Walkway Covering & Sidewalk Replacement | Walkway covering and sidewalk need replacement | 323688 | 360076 | 323688 | 360076 | Juneau | 34-Q | 9.83
3 | Juneau Health Center | Surge Protector | Install surge protector for building | 25637 | 385713 | 25637 | 385713 | Juneau | 34-Q | 8.29
4 | McLaughlin Youth Center - Bldg. B-1/Probation Office | Utilidor Domestic Water Lines & Restroom Fixtures Upgrade | Replace the domestic supply lines in the utilidor and upgrade the bathroom fixtures. | 76663 | 462376 | 76663 | 462376 | Anchorage | 25-M | 8.11
5 | McLaughlin Youth Center - Bldg. B-1/Probation Office | Building B & C Roofing Replacement | Install new roofing systems on buildings B & C | 961498 | 1423874 | 961498 | 1423874 | Anchorage | 25-M | 8.11
6 | McLaughlin Youth Center - Administration Office | Main Entry Door Replacement | The main entry Doors are at the end of their life cycle and are in need of replacement. Project includes addition of proxy card reader to the system. | 204434 | 1628308 | 204434 | 1628308 | Anchorage | 25-M | 7.97
7 | McLaughlin Youth Center - Cottage #1 | Heating & Ventilation Upgrades. | Replace the original air handling units which are at the end of their life cycle. | 255543 | 1679417 | 255543 | 1679417 | Anchorage | 25-M | 7.86
8 | McLaughlin Youth Center - Cottage #1 | Bathroom Renovations for Cottages 1 & 2 | Full renovation of cottage 1 & 2 bathroom. | 319217 | 1998634 | 319217 | 1998634 | Anchorage | 25-M | 7.86
9 | Fairbanks Health Center | Fire Alarm System Modernization. | The faulty fire alarm control panel and associated equipment needs to be replaced. | 65612 | 2064246 | 65612 | 2064246 | Fairbanks | 1-A | 7.37
10 | Fairbanks Youth Facility | Entryway ADA and Safety Upgrade | The entryway needs to be upgraded to allow for ADA and safer access versus the current ADA access at the rear of the facility. | 23247 | 2087493 | 23247 | 2087493 | Fairbanks | 1-A | 7.22
11 | Fairbanks Youth Facility | Exterior Siding Replacement | Exterior Siding Replacement is needed to restore the condition of building envelope and prevent water infiltration. | 238507 | 2326000 | 238507 | 2326000 | Fairbanks | 1-A | 7.22
12 | Fairbanks Youth Facility | Detention Cell Faucet Valve Upgrades | Upgrade the faucet controls for the detention cells. | 39183 | 2365183 | 39183 | 2365183 | Fairbanks | 1-A | 7.22
13 | Fairbanks Youth Facility | Detention Room Windows Privacy Screens | The detention suite windows should have privacy screens installed on them so that residents cannot communicate with outsiders. This project resulted from cutting down some trees that provided natural visual barriers. | 26105 | 2391288 | 26105 | 2391288 | Fairbanks | 1-A | 7.22
14 | Johnson Youth Facility - Treatment Center | Extend Roof on Both Treatment Wings | Roof on ends of both treatment wings have no overhang causing serious water damage to egress doors and windows in this area. Especially bad is the one that faces weather. Requirement will need to address rot in these areas as well. | 218489 | 2609777 | 218489 | 2609777 | Juneau | 34-Q | 7.02
15 | Johnson Youth Facility - Treatment Center | Wing "A" (Left) Needs Bathroom/Tub Remodel | Wing "A" on the left side of treatment is in desperate need of a remodeled bathroom, as the existing bathroom, tub and surround have become badly deteriorated and almost unusable. | 69917 | 2679694 | 69917 | 2679694 | Juneau | 34-Q | 7.02
16 | Ketchikan Health Center | Interior Emergency Lighting System | Emergency Lighting System; Light fixtures that come on during a power outage, have complete fixtures failures and needs replacement. | 36806 | 2716500 | 36806 | 2716500 | Ketchikan | 36-R | 6.6
17 | Sitka Health Center | LED Lighting Conversion | Exterior lights are failing Metal Halide fixtures in need of replacement. Power consumption is extreme and needs upgrade to LED. | 68514 | 2785014 | 68514 | 2785014 | Sitka | 35-R | 5.91
18 | Sitka Health Center | Roof Repair and Maintenance | Roof needs repairs. | 15713 | 2800727 | 15713 | 2800727 | Sitka | 35-R | 5.91
19 | Juneau Health Center | Heat Pump Replacement | The heat pumps are problematic and are requested to be replaced. | 175814 | 2976541 | 175814 | 2976541 | Juneau | 34-Q | 5.8
20 | Juneau Health Center | Replace Parking Retaining Wall and Roof on Covered Walk | Wooden upper parking lot retaining wall is rotten along with asphalt shingles and plywood at cover walkway needs replacing. | 62852 | 3039393 | 62852 | 3039393 | Juneau | 34-Q | 5.8
21 | McLaughlin Youth Center - Building C | Cafeteria and Kitchen Restroom Renovation | Plumbing fixtures and finishes in four washrooms for the cafeteria and kitchen are severely degraded and must be replaced. | 64813 | 3104206 | 64813 | 3104206 | Anchorage | 25-M | 5.57
22 | Fairbanks Youth Facility | Main Circulation Pumps Check Valves | Replace the check valves for the main circulation pumps. | 15333 | 3119539 | 15333 | 3119539 | Fairbanks | 1-A | 5.16
23 | Fairbanks Youth Facility | Exterior Doors Upgrade | To ensure the safety and security of residents and staff, replace exterior entry doors at Probation, Administration, Old School and kitchen entrance. Add electronic security controls to kitchen entrance. | 76920 | 3196459 | 76920 | 3196459 | Fairbanks | 1-A | 5.16
24 | Fairbanks Youth Facility | Exterior Security Lighting Upgrades | Upgrade the exterior security lighting to high efficiency LED. | 22147 | 3218606 | 22147 | 3218606 | Fairbanks | 1-A | 5.16
25 | Fairbanks Youth Facility | Probation Electric Circuits | Probation electric circuits needs to be replaced/updated. | 25345 | 3243951 | 25345 | 3243951 | Fairbanks | 1-A | 5.16
26 | Fairbanks Youth Facility | Plumbing Fixtures Replacement | Replace the degraded stainless steel toilets and wash basin fixtures in detention rooms and the group showers, several of which are broken, in the distribution unit. | 187463 | 3431414 | 187463 | 3431414 | Fairbanks | 1-A | 5.16
27 | Fairbanks Youth Facility | Building Carpet Replacement | Replace aged and deficient carpet throughout the facility which poses a tripping hazard. | 121453 | 3552867 | 121453 | 3552867 | Fairbanks | 1-A | 5.16
28 | Fairbanks Youth Facility | Heating and Ventilation Study | Current heating and ventilation system is very inefficient and inadequate . A design study is needed to evaluate the inefficiencies and plan replacement. | 31729 | 3584596 | 31729 | 3584596 | Fairbanks | 1-A | 5.16
29 | Fairbanks Youth Facility | Generator Control Center Replacement | Remove existing obsolete control system and replace with a circuit breaker panel. | 135390 | 3719986 | 135390 | 3719986 | Fairbanks | 1-A | 5.16
30 | Fairbanks Youth Facility | Exterior Windows Replacement | Existing windows are degraded and not energy efficient. Install new double pane windows to help stabilize building temperatures and prevent extreme heat loss. | 208292 | 3928278 | 208292 | 3928278 | Fairbanks | 1-A | 5.16
31 | Fairbanks Youth Facility | Heating and Ventilation System Replacement | The Heating Ventilation & Air Conditioning System is inefficient and degraded. Design and install new high efficiency system. | 860294 | 4788572 | 860294 | 4788572 | Fairbanks | 1-A | 5.16
32 | Fairbanks Youth Facility | Sewer Lift Station Control Panel Replacement | The sewer lift station control panel and alarms are obsolete and need replacing. | 33906 | 4822478 | 33906 | 4822478 | Fairbanks | 1-A | 5.16
33 | Fairbanks Youth Facility | Pipe and Insulation Replacement | Some piping and valves in the boiler room are close to failure and need to be replaced and others need to be insulated. | 38460 | 4860938 | 38460 | 4860938 | Fairbanks | 1-A | 5.16
34 | Juneau Health Center | LED Light Conversion & Ceiling Fan Installation | Interior & exterior LED Light conversion is required along with ceiling fan installation at high ceiling locations for efficiency. | 51131 | 4912069 | 51131 | 4912069 | Juneau | 34-Q | 4.98
35 | Juneau Health Center | Asphalt driveway needs sealing & striping. | The driveway needs to be sealed & striped. | 12115 | 4924184 | 12115 | 4924184 | Juneau | 34-Q | 4.98
36 | McLaughlin Youth Center - Bldg. B-1/Probation Office | Resilient Floor Finishes Replacement | Replace the vinyl floor tile to maintain safe walking surfaces in the building. | 14372 | 4938556 | 14372 | 4938556 | Anchorage | 25-M | 4.86
37 | McLaughlin Youth Center - Bldg. B-1/Probation Office | Wall Coverings Replacement | Replace damaged wall paneling in washrooms. | 20191 | 4958747 | 20191 | 4958747 | Anchorage | 25-M | 4.86
38 | McLaughlin Youth Center - Bldg. B-1/Probation Office | Carpeting Replacement | Carpet throughout the building is aged and poses a tripping hazard. | 47907 | 5006654 | 47907 | 5006654 | Anchorage | 25-M | 4.86
39 | McLaughlin Youth Center- Bldg. B-1/Probation Office | Heating System Glycol Flush | heating system glycol needs to be flushed. | 20443 | 5027097 | 20443 | 5027097 | Anchorage | 25-M | 4.86
40 | Dillingham Health Center | Exterior Door and Office Window | The Main and South door as well as an office window are in need of replacement. All are drafty and contribute to heat loss. Front door needs threshold work to stop draft. If ADA door assist is activated, door will not lock. | 15731 | 5042828 | 15731 | 5042828 | Dillingham | 37-H | 4.79
41 | McLaughlin Youth Center - Cottage #4 | Heating & Ventilation System Renovation | Rebuild the Heating & Ventilation System that supplies air to both cottages 4 and 5. | 342067 | 5384895 | 342067 | 5384895 | Anchorage | 25-M | 4.67
42 | McLaughlin Youth Center - Building C | Direct Digital Controls Upgrade | Replace the existing Direct Digital Controls for the Heating and Ventilation System. | 88217 | 5473112 | 88217 | 5473112 | Anchorage | 25-M | 3.9
43 | McLaughlin Youth Center - Building C | Main Hallway Exhaust Fan Installation | Install exhaust fans at the ends of the main hallway to alleviate excess heat from solar gain during the summer and provide a cooler environment. | 24807 | 5497919 | 24807 | 5497919 | Anchorage | 25-M | 3.9
44 | McLaughlin Youth Center - Building C | Vinyl Tile Replacement | Remove damaged asbestos containing vinyl tiles and install new tiles in the supply warehouse and office area. | 50959 | 5548878 | 50959 | 5548878 | Anchorage | 25-M | 3.9
45 | McLaughlin Youth Center - Building C | Air Damper Control Upgrade | Upgrade the Air Damper Controls | 40887 | 5589765 | 40887 | 5589765 | Anchorage | 25-M | 3.9
46 | Mat-Su Youth Facility | Fire Alarm Upgrade | Upgrade the aging Fire Alarm System. The system is obsolete and replacement parts are unavailable. | 170362 | 5760127 | 170362 | 5760127 | Palmer | 11-F | 3.85
47 | Mat-Su Youth Facility | Domestic Plumbing Supply Repair | Repair domestic plumbing supply. | 83900 | 5844027 | 83900 | 5844027 | Palmer | 11-F | 3.85
48 | Fairbanks Health Center | Entryway Doors Replacement | The entryway doors and their controls are approaching the end of their useful and should be replaced. | 64416 | 5908443 | 64416 | 5908443 | Fairbanks | 1-A | 3.69
49 | McLaughlin Youth Center - Warehouse | Generator Room Louvers | The louvers for the generator room are old and in need of replacement. | 44634 | 5953077 | 44634 | 5953077 | Anchorage | 25-M | 3.56
50 | Johnson Youth Facility - Treatment Center | Air Handler Heating Coils Replacement | The heating coil units are severely degraded and in need of replacement. | 46152 | 5999229 | 46152 | 5999229 | Juneau | 34-Q | 3.51
51 | McLaughlin Youth Center - Cottage #1 | Exterior Paint | The exterior of the cottage needs to be painted. | 20443 | 6019672 | 20443 | 6019672 | Anchorage | 25-M | 3.37
52 | McLaughlin Youth Center - Cottage #1 | Kitchen Casework upgrade | Replace the kitchen casework based on age and condition, to restore its functionality. | 14422 | 6034094 | 14422 | 6034094 | Anchorage | 25-M | 3.37
53 | Dillingham Health Center | Fuel Tank Rust Prevention and Maintenance | Fuel tank and metal gable access door are showing major signs of rust and are in need of painting to provide rust prevention. Also needs metal cap flashing over facility signage. | 7542 | 6041636 | 7542 | 6041636 | Dillingham | 37-H | 3.35
54 | Dillingham Health Center | Perimeter Lot Entrance & Parking | Gravel or washed rock is required to be graded around perimeter parking and walking paths of this facility. Now a safety concern as entrance to facility has become a tripping hazard and is very uneven. Paving could be considered. | 19230 | 6060866 | 19230 | 6060866 | Dillingham | 37-H | 3.35
55 | McLaughlin Youth Center - Cottage #2 | Wood Deck Replacement | Based on age and condition, replacement of the exterior wood deck is required to maintain safe and structurally sound walking surfaces. | 16738 | 6077604 | 16738 | 6077604 | Anchorage | 25-M | 3.34
56 | Ketchikan Health Center | Boiler Replacement | Boiler #1 has minor leak between section #1 & #2 at complete cool down. | 67785 | 6145389 | 67785 | 6145389 | Ketchikan | 36-R | 3.3
57 | Fairbanks Youth Facility | Gymnasium Interior Wall Painting | Gymnasium Interior Wall Painting | 20443 | 6165832 | 20443 | 6165832 | Fairbanks | 1-A | 3.1
58 | Fairbanks Youth Facility | Fire lane Paving Installation | Complete the asphalt at the fire lane at the rear of facility and replace portions of the sidewalk. | 120606 | 6286438 | 120606 | 6286438 | Fairbanks | 1-A | 3.1
59 | Fairbanks Youth Facility | Cooling Ditch Reconstruction | Reconstruct the cooling ditch. Clear the brush choked ditch and line with concrete. | 39328 | 6325766 | 39328 | 6325766 | Fairbanks | 1-A | 3.1
60 | McLaughlin Youth Center - Cottage #4 | Heating Supply Line Repair | The heating supply line from cottage 5 is capped off and needs to be reconfigured. | 28962 | 6354728 | 28962 | 6354728 | Anchorage | 25-M | 3.08
61 | Sitka Health Center | Front Door Needs New Hardware | Front door needs new closure and latch hardware | 5579 | 6360307 | 5579 | 6360307 | Sitka | 35-R | 2.96
62 | Sitka Health Center | Parking Lot Sealing & Striping | Seal coat and stripping of aged asphalt pavement on the property needed. | 21153 | 6381460 | 21153 | 6381460 | Sitka | 35-R | 2.96
63 | Sitka Health Center | Clean & Paint Exterior | Exterior is showing signs of mold and deterioration. Needs mold removal cleaning and painting. | 27927 | 6409387 | 27927 | 6409387 | Sitka | 35-R | 2.96
64 | Johnson Youth Facility - Treatment Center | Treatment Kitchen needs Remodel | Treatment Resident Kitchen has been deteriorated from excessive use over the years and needs remodel of kitchen stove and appliances, countertops and flooring. | 38454 | 6447841 | 38454 | 6447841 | Juneau | 34-Q | 2.95
65 | McLaughlin Youth Center - School | Security Camera Expansion | Add 10 cameras and system support to the existing facility wide camera system | 48354 | 6496195 | 48354 | 6496195 | Anchorage | 25-M | 2.94
66 | McLaughlin Youth Center - School | Door Access Controls Upgrade | Upgrade the access control system, replace mag lock with card reader system | 76663 | 6572858 | 76663 | 6572858 | Anchorage | 25-M | 2.94
67 | McLaughlin Youth Center - Cottage #2 | Carpeting Replacement | The replacement of carpet flooring throughout the cottage is needed. | 33327 | 6606185 | 33327 | 6606185 | Anchorage | 25-M | 2.8
68 | McLaughlin Youth Center - Building C | Pneumatic Damper Actuator/Valve Control Upgrades | Upgrade the obsolete pneumatic damper actuators and valve controls. | 110735 | 6716920 | 110735 | 6716920 | Anchorage | 25-M | 2.79
69 | McLaughlin Youth Center - Building C | Air Handler # 6 Refurbishment | Air Handler # 6 is past its useful life and is required to be refurbished. | 171033 | 6887953 | 171033 | 6887953 | Anchorage | 25-M | 2.79
70 | Mat-Su Youth Facility | Resident Cell Window Replacement | The windows in the Resident Cells are in need of replacement due to age. | 35133 | 6923086 | 35133 | 6923086 | Palmer | 11-F | 2.69
71 | Mat-Su Youth Facility | No Climb fencing Installation | To prevent resident escapes, install additional no-climb fencing in the recreation yard. | 26105 | 6949191 | 26105 | 6949191 | Palmer | 11-F | 2.69
72 | Mat-Su Youth Facility | Kitchen Exhaust Fan Installation | Recent installation of several kitchen appliances has resulted in excess heat gain. Design and install an air conditioning or exhaust unit to alleviate uncomfortably hot conditions in kitchen. | 69741 | 7018932 | 69741 | 7018932 | Palmer | 11-F | 2.69
73 | Mat-Su Youth Facility | Direct Digital Controls Upgrade | Upgrade the Direct Digital Control system for the Heating and Ventilation System. | 76920 | 7095852 | 76920 | 7095852 | Palmer | 11-F | 2.69
74 | McLaughlin Youth Center - Cottage #4 | Exterior Paint | The exterior of the cottage needs paint. | 13629 | 7109481 | 13629 | 7109481 | Anchorage | 25-M | 2.59
75 | Fairbanks Health Center | Duct Cleaning | The HVAC duct work was last cleaned in 2013 so it is ready for the next cleaning. | 27005 | 7136486 | 27005 | 7136486 | Fairbanks | 1-A | 2.58
76 | Fairbanks Health Center | Exterior Siding Flashing and Sealant Repairs | Replace the weathered and degraded sealant and flashing around windows. | 39229 | 7175715 | 39229 | 7175715 | Fairbanks | 1-A | 2.58
77 | McLaughlin Youth Center - Warehouse | Generator Fuel Line Repair | The day tank is overfilling and needs a solenoid control valve installed on generator fuel line. | 6814 | 7182529 | 6814 | 7182529 | Anchorage | 25-M | 2.55
78 | McLaughlin Youth Center - Bldg. D-1/STX | Detention Cell Water Control Valve | Replace the detention cell water control valves as they are becoming obsolete. No replacement parts are available. | 87317 | 7269846 | 87317 | 7269846 | Anchorage | 25-M | 2.54
79 | Sitka Health Center | Landscaping | Surrounding grounds, especially around the front entry need landscaping as it looks very displeasing for a health center. | 6118 | 7275964 | 6118 | 7275964 | Sitka | 35-R | 2.48
80 | Kenai Penn. Youth Facility | Add AC Cooling Condensers to System | Install air conditioning cooling condensing units to alleviate extremely hot temperatures. | 271637 | 7547601 | 271637 | 7547601 | Kenai | 30-O | 2.47
81 | Anchorage Public Health Lab | Fire Alarm Panel Replacement | Fire Alarm Panel Replacement | 140590 | 7688191 | 140590 | 7688191 | Anchorage | 25-M | 2.42
82 | Anchorage Public Health Lab | BSL-3 Air Monitoring system Replacement | BSL-3 Air Monitoring system Replacement | 28118 | 7716309 | 28118 | 7716309 | Anchorage | 25-M | 2.42
83 | Anchorage Public Health Lab | Sally Port Door Actuators & Controls | Sally Port Door Actuators & Controls | 33080 | 7749389 | 33080 | 7749389 | Anchorage | 25-M | 2.42
84 | Johnson Youth Facility - Admin, Annex, Probation and Detention Unit | Storage Sheds Repair | Storage sheds need foundation, site repairs and re-roofing, as they are failing due to no foundation on soft, wet frost receptive ground. | 66022 | 7815411 | 66022 | 7815411 | Juneau | 34-Q | 2.39
85 | Johnson Youth Facility - Admin, Annex, Probation and Detention Unit | Repair Uneven Floors in Probation | An issue has arisen within the subfloor plywood layer and has caused uneven floor systems which are becoming a trip hazard and need to be addressed and repaired | 23476 | 7838887 | 23476 | 7838887 | Juneau | 34-Q | 2.39
86 | Johnson Youth Facility - Admin, Annex, Probation and Detention Unit | Heat Trace on Traffic Gate Guides | Traffic Access Gate needs heat trace or heat lines installed around travel guides as it freezes solid and causes motor failure, along with expensive and time consuming gate closure and repairs. Making the facility inaccessible to deliveries and approved facility access and parking. | 69917 | 7908804 | 69917 | 7908804 | Juneau | 34-Q | 2.39
87 | Johnson Youth Facility - Admin, Annex, Probation and Detention Unit | Asphalt Repairs, Sealcoating & Striping | Pavement in disrepair. Patch, repair, sealcoat and stripe all the parking areas. Especially the area outside of the Annex gym building. | 27148 | 7935952 | 27148 | 7935952 | Juneau | 34-Q | 2.39
88 | Bethel Youth Facility | Gymnasium Sound Panels | Install sound abatement panels in the gymnasium. | 40202 | 7976154 | 40202 | 7976154 | Bethel | 38-S | 2.38
89 | Bethel Youth Facility | Door Access Security Software Upgrade | Upgrade the obsolete access control software. | 42591 | 8018745 | 42591 | 8018745 | Bethel | 38-S | 2.38
90 | McLaughlin Youth Center - Cottage #5 | Roof Rubber Membrane Replacement | Modifications to drainage slopes on all low-slope roof surfaces is needed to minimize the storm water build-up and roof leakage. | 124995 | 8143740 | 124995 | 8143740 | Anchorage | 25-M | 2.32
91 | Ketchikan Health Center | Toilets & Plumbing Upgrade | Commercial power flush toilets, along with strategically placed cleanouts, are needed to stop system from clogging which results in wastewater overflowing. | 18809 | 8162549 | 18809 | 8162549 | Ketchikan | 36-R | 2.31
92 | McLaughlin Youth Center - Cottage #3 | Heating & Ventilation System Renovation | Rebuild the heating and ventilation system. | 234046 | 8396595 | 234046 | 8396595 | Anchorage | 25-M | 2.24
93 | McLaughlin Youth Center - Warehouse | Interior Lighting Replacement | The existing metal halide interior lighting should be replaced with up-to-date, energy efficient fixtures. | 37498 | 8434093 | 37498 | 8434093 | Anchorage | 25-M | 2.14
94 | McLaughlin Youth Center - School | Classroom and Library Carpeting | The carpet in the classrooms and Library are worn and in need or replacement. | 66613 | 8500706 | 66613 | 8500706 | Anchorage | 25-M | 2.1
95 | McLaughlin Youth Center - Cottage #2 | Floor Tile Replacement | Tile floor finishes in washrooms exhibited worn/stained surfaces and missing sections of grout. Replacement is needed to restore their condition. | 16663 | 8517369 | 16663 | 8517369 | Anchorage | 25-M | 2
96 | McLaughlin Youth Center - Cottage #2 | Resilient Floor Finishes Replacement | Vinyl tile flooring is needing to be replaced. | 28845 | 8546214 | 28845 | 8546214 | Anchorage | 25-M | 2
97 | McLaughlin Youth Center - Cottage #2 | Paint Exterior Walls | Re-painting of exterior walls on each building wing is needed to minimize potential deterioration of wood siding. | 25412 | 8571626 | 25412 | 8571626 | Anchorage | 25-M | 2
98 | Alaska Psychiatric Institute | Water Softening System & Hot Water Storage Tanks | Conduct analysis of the water softening system and affect repairs to the softening system and the hot water storage tanks. | 16123 | 8587749 | 16123 | 8587749 | Anchorage | 25-M | 1.93
99 | Alaska Psychiatric Institute | Exterior Snowmelt System Repair | Repair the exterior sidewalk/courtyard snow melt system. Will include demo of existing sidewalk at facility main entrance, handicap sidewalk, Susitna yard and Main street Courtyard. | 340724 | 8928473 | 340724 | 8928473 | Anchorage | 25-M | 1.93
100 | Alaska Psychiatric Institute | Building Control Software Update | The Insight building control software support sunsets in 2022 and is required to be upgraded. | 62182 | 8990655 | 62182 | 8990655 | Anchorage | 25-M | 1.93
101 | Mat-Su Youth Facility | Boiler Room Heating Valve Replacement | Replace the main valves on the boiler supply and distribution lines. Add isolation valves to the resident wings and probation. | 27093 | 9017748 | 27093 | 9017748 | Palmer | 11-F | 1.92
102 | McLaughlin Youth Center - Cottage #3 | Hot Water Piping Replacement | Replace in it's entirety, the hot water heating distribution piping. | 41658 | 9059406 | 41658 | 9059406 | Anchorage | 25-M | 1.88
103 | McLaughlin Youth Center - Cottage #4 | Kitchen Casework Upgrade | Kitchen casework is in need of replacement. | 22912 | 9082318 | 22912 | 9082318 | Anchorage | 25-M | 1.85
104 | McLaughlin Youth Center - Cottage #4 | Exterior Windows Replacement | The replacement of old wood windows is needed. | 64571 | 9146889 | 64571 | 9146889 | Anchorage | 25-M | 1.85
105 | Fairbanks Health Center | Radiant Panel Fin Tube Replacement | Install additional radiant heat ceiling panels to offset excessive cold in under heated areas. | 60405 | 9207294 | 60405 | 9207294 | Fairbanks | 1-A | 1.84
106 | Fairbanks Health Center | Fuel Storage Tank Monitoring System Installation | Install a fuel storage tank and monitoring system to prevent future leakage. | 156219 | 9363513 | 156219 | 9363513 | Fairbanks | 1-A | 1.84
107 | Fairbanks Health Center | Automotive Head bolt Heaters Replacement | Current Head bolt heaters are 25 years old and increasingly experiencing failures. Electricians comments would like to bring them up to code. | 6992 | 9370505 | 6992 | 9370505 | Fairbanks | 1-A | 1.84
108 | McLaughlin Youth Center - Bldg. D-1/STX | Exterior Siding System Replacement | Exterior walls are required to be repaired to minimize the risk of moisture infiltration. | 163832 | 9534337 | 163832 | 9534337 | Anchorage | 25-M | 1.78
109 | Sitka Health Center | Install Kitchen Sink at Breakroom | The facility needs to have a sink installed for their break room as they are washing dishes in the unsanitary bathroom and plastic dish tub | 16576 | 9550913 | 16576 | 9550913 | Sitka | 35-R | 1.77
110 | Sitka Health Center | Window Covering Upgrades | Replacement of window blinds is needed. | 67301 | 9618214 | 67301 | 9618214 | Sitka | 35-R | 1.77
111 | McLaughlin Youth Center - School | Resilient Floor Finishes | Replacement of vinyl tile flooring is needed | 33652 | 9651866 | 33652 | 9651866 | Anchorage | 25-M | 1.76
112 | McLaughlin Youth Center - Gymnasium | Vinyl Tile Replacement | Replace worn and damaged Vinyl Composite Tile. | 37498 | 9689364 | 37498 | 9689364 | Anchorage | 25-M | 1.75
113 | Bethel Youth Facility | Magnetic Door Holders and Reverse Swing Room 122 | Install 7 magnetic door holders and reverse the door swing on room 122. Facility currently uses door stops which negate the effectiveness of the fire rated doors. | 14403 | 9703767 | 14403 | 9703767 | Bethel | 38-S | 1.7
114 | Bethel Youth Facility | Plumbing Upgrades to Urinals | Remove the existing waterless urinal system and replace with a traditional water supplied system. | 19227 | 9722994 | 19227 | 9722994 | Bethel | 38-S | 1.7
115 | Johnson Youth Facility - Admin, Annex, Probation and Detention Unit | Fuel Monitoring System Replacement | Replace the fuel monitoring systems at the Annex & Treatment buildings. | 20862 | 9743856 | 20862 | 9743856 | Juneau | 34-Q | 1.68
116 | Bethel Youth Facility | Fencing Upgrades | Install anti-climb panels to the perimeter fencing in the exercise yard. | 112252 | 9856108 | 112252 | 9856108 | Bethel | 38-S | 1.67
117 | McLaughlin Youth Center - Building C | Air Distribution, Heating & Cooling upgrade | Provide ductwork throughout the Purchasing & Supply area, in conjunction with a new air-handling unit. | 325864 | 10181972 | 325864 | 10181972 | Anchorage | 25-M | 1.67
118 | McLaughlin Youth Center - Building C | Kitchen Air Handler | The kitchen air handling unit is original equipment and over thirty years old. Replace with a new high efficiency air handler. | 344445 | 10526417 | 344445 | 10526417 | Anchorage | 25-M | 1.67
119 | McLaughlin Youth Center - Building C | Bathroom Partition Replacement | Washroom partitions are degraded and need to be replaced. | 13539 | 10539956 | 13539 | 10539956 | Anchorage | 25-M | 1.67
120 | Alaska Psychiatric Institute | Direct Digital Control Panel Replacement | Replace 10 Direct Digital Controlled modular building control panels. | 459977 | 10999933 | 459977 | 10999933 | Anchorage | 25-M | 1.65
121 | Ketchikan Health Center | Heating & Cooling | Upgrade the existing Direct Digital Control & Heating Ventilation and Air Conditioning systems for better temperature control of the perimeter offices and reduce energy usage. | 240374 | 11240307 | 240374 | 11240307 | Ketchikan | 36-R | 1.65
122 | McLaughlin Youth Center - Cottage #5 | Exterior Window Replacement | The replacement of old wood windows is needed. | 64738 | 11305045 | 64738 | 11305045 | Anchorage | 25-M | 1.65
123 | Mat-Su Youth Facility | Garage Lighting Upgrade | Upgrade the garage lighting to high efficiency LED lights. | 8515 | 11313560 | 8515 | 11313560 | Palmer | 11-F | 1.62
124 | Mat-Su Youth Facility | Heating and Ventilation Analysis and Balancing | Perform an analysis of the heating and ventilation system. | 49998 | 11363558 | 49998 | 11363558 | Palmer | 11-F | 1.62
125 | Fairbanks Health Center | Corridor Wall Fabric Sealing | The main corridors have a wall fabric covering. This fabric can be floated over with drywall compound and then painted. | 76920 | 11440478 | 76920 | 11440478 | Fairbanks | 1-A | 1.55
126 | Kenai Penn. Youth Facility | Carpeting Replacement | Replace carpeting in the facility at Classroom, Dayroom, Activity Wing, Unit leaders Office and Control Room. | 117341 | 11557819 | 117341 | 11557819 | Kenai | 30-O | 1.48
127 | Kenai Penn. Youth Facility | Perimeter Pole Light Upgrades | Four out of six parking lot, and site perimeter light pole heads are requested to be upgraded to the latest model of energy saving fixtures. | 16863 | 11574682 | 16863 | 11574682 | Kenai | 30-O | 1.48
128 | Kenai Penn. Youth Facility | 12" inch Vinyl Floor Tile Replacement | Twelve inch vinyl tiles are cracking and in need of replacement. | 36553 | 11611235 | 36553 | 11611235 | Kenai | 30-O | 1.48
129 | Dillingham Health Center | Flooring Replacement | The sheet vinyl flooring is worn and should be replaced throughout. Separation at seams contributes to sanitation issues. | 38167 | 11649402 | 38167 | 11649402 | Dillingham | 37-H | 1.44
130 | Ketchikan Health Center | Roof Cleaning & Gutter Repair | The metal roof, gutters and downspouts need to be cleaned of moss and reviewed for any deficiencies. | 11456 | 11660858 | 11456 | 11660858 | Ketchikan | 36-R | 1.39
131 | Alaska Psychiatric Institute | Sidewalk and Curbing Replacement | The curbs and sidewalks in the delivery area are frost heaved, cracked and need repair to alleviate tripping hazard. | 93732 | 11754590 | 93732 | 11754590 | Anchorage | 25-M | 1.38
132 | McLaughlin Youth Center - Cottage #3 | Electrical Panels Replacement | Replace the existing branch circuit panel boards with new units. | 20829 | 11775419 | 20829 | 11775419 | Anchorage | 25-M | 1.34
133 | McLaughlin Youth Center - Bldg. B-3/DCU | Air Handling Units on Roof-Top | Replace heating coils and ductwork insulation for the roof top air-handling units to increase heating efficiency. | 182685 | 11958104 | 182685 | 11958104 | Anchorage | 25-M | 1.29
134 | McLaughlin Youth Center - School | School Time Keeper System | Existing time keeping system is original to the school and approaching obsolescence. Replacement is recommended. | 32546 | 11990650 | 32546 | 11990650 | Anchorage | 25-M | 1.22
135 | McLaughlin Youth Center - School | Roof Membrane Replacement | Replacement of rubber roofing assemblies is needed to maintain a weather-proof barrier over the facility. | 270780 | 12261430 | 270780 | 12261430 | Anchorage | 25-M | 1.26
136 | Anchorage Public Health Lab | Heating & Ventilation Filters | Replace the carbon air filters for the Heating and Ventilation system. | 21964 | 12283394 | 21964 | 12283394 | Anchorage | 25-M | 1.21
137 | Anchorage Public Health Lab | Parking Lot Seal, Stripe and Sidewalk Repair | Parking Lot Seal, Stripe and Sidewalk repair. | 120742 | 12404136 | 120742 | 12404136 | Anchorage | 25-M | 1.21
138 | Anchorage Public Health Lab | DDC Upgrades | DDC Upgrades | 90018 | 12494154 | 90018 | 12494154 | Anchorage | 25-M | 1.21
139 | Johnson Youth Facility - Admin, Annex, Probation and Detention Unit | Air Handlers Heating Coils Replacement | The Heat Coil Units are showing signs of degradation and are in need of replacement. | 49998 | 12544152 | 49998 | 12544152 | Juneau | 34-Q | 1.2
140 | Bethel Youth Facility | Lift Station Enclosure and Equipment Walkway | Install an enclosure over the exterior lift station to protect from the elements and enable winter maintenance. An equipment walkway from the parking lot as well as an equipment hoist should be included. Install sewer evacuation line. | 306652 | 12850804 | 306652 | 12850804 | Bethel | 38-S | 1.19
141 | Bethel Youth Facility | Kitchen Flooring Replacement | Replace the quarry tile in the kitchen with a slip resistant sheet vinyl | 48942 | 12899746 | 48942 | 12899746 | Bethel | 38-S | 1.19
142 | Bethel Youth Facility | Utilidor Unit Heater | Install a unit heater and add heat loops in the utilidor to improve crawl space heat retention. | 40035 | 12939781 | 40035 | 12939781 | Bethel | 38-S | 1.19
143 | Alaska Psychiatric Institute | Site Drainage Repair | Correct drainage issues that lead to fire doors being blocked from glaciating ice. Replace sod and landscaping between the 2 fire lanes with a driving pad for snow removal and chiller access | 60727 | 13000508 | 60727 | 13000508 | Anchorage | 25-M | 1.16
144 | Alaska Psychiatric Institute | Denali Sound Dampening | Install sound dampening on the Denali wing. | 44294 | 13044802 | 44294 | 13044802 | Anchorage | 25-M | 1.16
145 | Mat-Su Youth Facility | Vinyl Composite Tile Replacement | Replace vinyl composite floor tile in the probation areas of the facility. Areas include the intake, kitchen and the school. | 40383 | 13085185 | 40383 | 13085185 | Palmer | 11-F | 1.15
146 | Mat-Su Youth Facility | Generator Backup Propane Supply | Install a backup propane storage tank to supply the emergency generator. | 13576 | 13098761 | 13576 | 13098761 | Palmer | 11-F | 1.15
147 | Fairbanks Health Center | Casework Replacement | The casework in examination rooms is in need of replacement to maintain functionality. | 66654 | 13165415 | 66654 | 13165415 | Fairbanks | 1-A | 1.11
148 | Fairbanks Health Center | Interior Wall Paint | Repaint interior wall finishes where damaged or aged. | 47113 | 13212528 | 47113 | 13212528 | Fairbanks | 1-A | 1.11
149 | Kenai Penn. Youth Facility | Perimeter Fence Repair | The exercise yard fence is in disrepair and should be repaired to maintain a sound perimeter. | 47907 | 13260435 | 47907 | 13260435 | Kenai | 30-O | 1.06
150 | Johnson Youth Facility - Admin, Annex, Probation and Detention Unit | Exterior Window Replacement in Admin/Prob. | Replace 18 wood frame windows in the Administration/Probation building with new vinyl clad windows. | 55368 | 13315803 | 55368 | 13315803 | Juneau | 34-Q | 1.01
151 | McLaughlin Youth Center - Cottage #5 | Sound Abatement Panels | Install sound abatement panels on ceiling and walls for all wings and common areas. | 55451 | 13371254 | 55451 | 13371254 | Anchorage | 25-M | 0.99
152 | McLaughlin Youth Center - Cottage #5 | Exterior Windows in Common/Detention Room | The replacement of wood windows is needed to maintain a proper weather barrier from exterior elements. | 66654 | 13437908 | 66654 | 13437908 | Anchorage | 25-M | 0.99
153 | McLaughlin Youth Center - Cottage #5 | Wood Deck Replacement | Reconstruction of the outdoor wood patio, based on age and overall condition, is required to maintain walking surfaces. | 13539 | 13451447 | 13539 | 13451447 | Anchorage | 25-M | 0.99
154 | McLaughlin Youth Center - Cottage #5 | Toilet & Bath Accessories Upgrade | Replacement of original building washroom accessories, based on age, is needed to maintain functionality. | 32691 | 13484138 | 32691 | 13484138 | Anchorage | 25-M | 0.99
155 | McLaughlin Youth Center - Bldg. B-3/DCU | Door Access Touch Screen Upgrade | Upgrade the door access touch screen system. | 18740 | 13502878 | 18740 | 13502878 | Anchorage | 25-M | 0.9
156 | McLaughlin Youth Center - Bldg. B-3/DCU | Utilidor Domestic and Waste Plumbing Upgrade | Domestic and Waste line upgrades are required. | 72404 | 13575282 | 72404 | 13575282 | Anchorage | 25-M | 0.9
157 | Alaska Psychiatric Institute | Parking Lot Repair | Repair cracks, re-seal and re-stripe parking lot | 66654 | 13641936 | 66654 | 13641936 | Anchorage | 25-M | 0.83
158 | Alaska Psychiatric Institute | Exterior Walls -Masonry Units Stain Removal | Remove efflorescence staining from concrete masonry unit walls and brick retaining walls. | 52073 | 13694009 | 52073 | 13694009 | Anchorage | 25-M | 0.83
159 | Alaska Psychiatric Institute | Exterior Walls Sealant Replacement | The sealant has deteriorated due to time and weather and needs to be replaced to prevent moisture infiltration. | 20829 | 13714838 | 20829 | 13714838 | Anchorage | 25-M | 0.83
160 | Alaska Psychiatric Institute | Casework and Countertop Replacement | Replace aged and damaged casework and countertops through out the facility. | 104146 | 13818984 | 104146 | 13818984 | Anchorage | 25-M | 0.83
161 | Alaska Psychiatric Institute | Administration Area Carpeting Replacement | Administration office carpeting is worn and wrinkled in high traffic areas, posing a trip hazard. | 62488 | 13881472 | 62488 | 13881472 | Anchorage | 25-M | 0.83
162 | McLaughlin Youth Center - Bldg. D-1/STX | Carpeting Replacement | Carpet is worn in high traffic areas and poses a tripping hazard. | 47907 | 13929379 | 47907 | 13929379 | Anchorage | 25-M | 0.76
163 | McLaughlin Youth Center - Bldg. D-1/STX | Interior Lighting Upgrade | Install new energy efficient lighting | 66654 | 13996033 | 66654 | 13996033 | Anchorage | 25-M | 0.76
164 | McLaughlin Youth Center - Gymnasium | Weight Room Carpet Replacement | The carpet in the weight room is worn and should be replaced with a sports floor. | 22504 | 14018537 | 22504 | 14018537 | Anchorage | 25-M | 0.75
165 | McLaughlin Youth Center - Gymnasium | Paint Interior Walls | The renewal of paint wall finishes throughout the building is required. | 49998 | 14068535 | 49998 | 14068535 | Anchorage | 25-M | 0.75
166 | McLaughlin Youth Center - Gymnasium | Spectator Bleachers | Replacement of the wood spectator bleachers, based on age and observed condition, is required to maintain their functionality. | 87483 | 14156018 | 87483 | 14156018 | Anchorage | 25-M | 0.75
167 | McLaughlin Youth Center - Gymnasium | Locker Room Renovation | The locker room is in need of modernization. | 108021 | 14264039 | 108021 | 14264039 | Anchorage | 25-M | 0.75
168 | Anchorage Public Health Lab | Lighting Fixture Upgrade | Upgrade the lighting fixtures throughout the facility. Current lighting is inefficient and has high re-lamping costs. | 243634 | 14507673 | 243634 | 14507673 | Anchorage | 25-M | 0.72
169 | McLaughlin Youth Center - Bldg. B-3/DCU | Glycol Heating System Flush | Flush and clean the glycol system. Replace with de-ionized water with corrosion inhibitors. | 20443 | 14528116 | 20443 | 14528116 | Anchorage | 25-M | 0.64
170 | Anchorage Public Health Lab | Gypsum Wallboard Repair | Repair gypsum wallboard. | 90970 | 14619086 | 90970 | 14619086 | Anchorage | 25-M | 0.6
171 | McLaughlin Youth Center - Bldg. D-2/BDU | Glycol Heating System Flush | Heating system glycol recovery, system flush and replace with de-ionized water w/corrosion inhibitors. | 15333 | 14634419 | 15333 | 14634419 | Anchorage | 25-M | 0.57
172 | McLaughlin Youth Center - Bldg. B-3/DCU | Carpeting Replacement | The replacement of carpet throughout the building is needed. | 72112 | 14706531 | 72112 | 14706531 | Anchorage | 25-M | 0.54
173 | McLaughlin Youth Center - Bldg. B-3/DCU | Detention Court Plumbing Fixture Replacement | Replace the plumbing fixtures and water control valves in the Detention Court Building | 60690 | 14767221 | 60690 | 14767221 | Anchorage | 25-M | 0.54
174 | McLaughlin Youth Center - Bldg. B-3/DCU | Exterior Windows Replacement | Replace the original windows in the Detention Court Unit. | 144225 | 14911446 | 144225 | 14911446 | Anchorage | 25-M | 0.54
175 | Anchorage Public Health Lab | Exterior Walls Sealant Replacement | Exterior walls are required to be repaired to minimize the risk of moisture infiltration. | 28845 | 14940291 | 28845 | 14940291 | Anchorage | 25-M | 0.51
176 | Bethel Youth Facility | Replace Concrete Landing at Entrance 145 | Replace the concrete landing at entrance 145. Concrete is badly spalled from weathering and ice melt. | 13506 | 14953797 | 13506 | 14953797 | Bethel | 38-S | 0.51
177 | Anchorage Public Health Lab | Paint Interior Walls | Repaint the interior walls facility wide. | 139482 | 15093279 | 139482 | 15093279 | Anchorage | 25-M | 0.36
178 | Anchorage Public Health Lab | Carpeting Replacement | Replace the aging and worn carpet facility wide. | 59363 | 15152642 | 59363 | 15152642 | Anchorage | 25-M | 0.36
179 | McLaughlin Youth Center - Bldg. D-2/BDU | Day Room and Office Carpet Replacement | The Carpet is worn in high traffic areas of the day room and offices. Replacement needed. | 63232 | 15215874 | 63232 | 15215874 | Anchorage | 25-M | 0.24
180 | McLaughlin Youth Center - Bldg. D-3/ DSPU | Vinyl Sheet Flooring Replacement | Replace the worn sheet flooring throughout. | 56219 | 15272093 | 56219 | 15272093 | Anchorage | 25-M | 0.24
|  |  | Totals | 15476527 |  | 15476527

## 07-DOLWD
07-DOLWD Department of Labor and Workforce Development
Dept Priority | Allocation | Project Title | Project Description | Project Cost | Running Total | GF Cost | GF Running Total | Location (City) | House District
1 | AVTEC Student Life Campus | Student Housing and Services Center Repairs and Renovations | AVTEC's student housing and student services center need renovations to ensure students have a safe and healthy living environment. Renovation needs include sheetrock and siding repairs including brickwork, building system modernization, rehabilitation or replacement of multiple facility entrances, and flooring replacement. | 1000000 | 1000000 | 1000000 | 1000000 | Seward | 29
2 | AVTEC Applied Technology Campus | Industrial Electricity Building Repairs and Renovations | AVTEC's Industrial Electricity building needs repairs to ensure a safe and healthy learning environment for AVTEC students. Renovation needs include removal of old flooring, replacing aged boilers, repairing roof penetrations, and repairing the vapor barrier. The flooring and heating system has not been replaced since original construction. | 750000 | 1750000 | 750000 | 1750000 | Seward | 29
3 | AVTEC First Lake Campus | First Lake Campus Repairs and Renovations | AVTEC's First Lake Campus needs repairs to ensure a safe and healthy learning environment for AVTEC students. Renovation needs include replacing two aged boilers, renovating the loading dock, and repairing exterior damage including loading and garage doors. The entire envelope of the facility, including the Construction Technology end, needs rehabilitation. | 1000000 | 2750000 | 1000000 | 2750000 | Seward | 29
4 | AVTEC Campus-wide | Campus-wide Repairs for Safety and Health, and ADA Compliance | AVTEC's campus requires a number of repairs to its curbs, sidewalks, and access roadways to ensure a safe learning environment for AVTEC students. Repair needs include replacing/resurfacing broken, damaged and deteriorating curbs, sidewalks, and access roadways. ADA compliant cuts need to be made at various curbsides. Multiple facilities require moderate system modernizations and facility repairs. | 1000000 | 3750000 | 1000000 | 3750000 | Seward | 29
5 | AVTEC Campus-wide | Campus-wide Fire Alarm Upgrade | AVTEC's requires fire alarm upgrades and system connections to ensure student and staff safety. Work includes replacing two annunciator panels and several devices around campus, as well as installing a phone line connection to a monitoring system to ensure rapid response to any emergencies. | 250000 | 4000000 | 250000 | 4000000 | Seward | 29
6 | AVTEC Campus-wide | Wind Turbine Repair | AVTEC's wind turbine, used for training Industrial Engineering students on wind generation projects, has suffered a controlling failure. The control cables have disconnected from the control box at the base, which destroyed the box and connections and destroying the cable for any further review. Repairing the wind turbine will preserve the asset and restore the small revenue stream of approximately $800/month from its operation. | 25000 | 4025000 | 25000 | 4025000 | Seward | 29
7 | AVTEC Applied Technology Campus | Old Applied Technology Building Demolition | AVTEC's old Applied Technology building was replaced when it was determined to be unsafe. Now AVTEC needs to demolish the old building to save on annual utility costs and prepare for future construction. | 1000000 | 5025000 | 1000000 | 5025000 | Seward | 29
8 | AVTEC Applied Technology Campus | New Maintenance Shop and Plumbing and Building Facility | AVTEC currently rents space for its Plumbing and Heating program. This space is overpriced for its condition. AVTEC would like to replace this building with a state-owned facility on the old Applied Technology building land. AVTEC's current maintenance shop is also in need of replacement and could be incorporated into the new facility. | 15000000 | 20025000 | 15000000 | 20025000 | Seward | 29
|  |  | TOTAL | 20025000

## 09-DMVA
09-DMVA Department of Military and Veterans Affairs
Dept Priority | Allocation | Project Title | Project Description | Project Cost | Running Total | GF Cost | GF Running Total | Location (City) | House District
1 | Kotzebue | Fire Alarm Panels | Fire Alarm Panels for Kotzebue Armory are failing. Parts are no longer available and the manufacturer does not support. | 200 | 200 | 100 | 100 | Kotzebue | HD-40 | 50% / 50%
2 | Juneau | Fire Alarm Panels | Fire Alarm Panels for Juneau Armory are failing. Parts are no longer available and the manufacturer does not support. | 200 | 400 | 100 | 200 | Juneau | HD-34 | 50% / 50%
3 | Joint Base Elmendorf Richardson | Anchorage Joint Forces Headquarters | Fire Door Panic hardware Replacement, Anchorage Armory | 50 | 450 | 15.5 | 215.5 | Joint Base Elmendorf Richardson | HD 13 | 69% / 31%
4 | Joint Base Elmendorf Richardson | JBER - Concrete Repair and Replacement | Deteriorating walkways, sidewalks, and entrances to eliminate tripping hazards | 400 | 850 | 100 | 315.5 | Joint Base Elmendorf Richardson | HD 13 | 75% / 25%
5 | Sitka Readiness Center | Sitka Readiness Center Sustainment | Remove and replace flooring, Inspect sewer line / lift station, bring building back into code compliance (UPC 23.25), and epoxy-coat drill hall floor | 450 | 1300 | 225 | 540.5 | Sitka | HD 35 | 50% / 50%
6 | Joint Base Elmendorf Richardson | Pedestrian Cross Walks - Parking Lot Expansions | Building 57024 (FMO) and 47420 (Flight Ops) Construct Cross Walks with pedestrian indicators. 57024 needs to have parking lot constructed and lighting installed to meet UFC's. | 400 | 1700 | 100 | 640.5 | Joint Base Elmendorf Richardson | HD 13 | 75% / 25%
1 |  | Range Control Center (RCC) Exterior upgrades | Replace siding, windows, roofing, and upgrade to insulated metal panels to achive energy efficiencies. Currently, the RCC leaks, putting IT equipment at risk and is costly to heat. | 600 | 600 |  |  | Kodiak | 32 | 0/100
2 |  | Site wide water improvements | Increase water production, storage, and extend water service into commercial launch pads (Area 3). | 750 | 1350 |  |  | Kodiak | 32 | 0/100
3 |  | Payload Processing Facility (PPF) Water System Upgrades | Replace existing water system with newer systems that can be de-commissioned easier with less failures. | 300 | 1650 |  |  | Kodiak | 32 | 0/100
4 |  | Tech Control (TC) Upgrades | Upgrade both secure and commercial fiber systems, site wide PA system, analog telephone systems, and radio capabilities | 550 | 2200 |  |  | Kodiak | 32 | 50/50 *partial TC upgrades to meet new security requirements may be funded in FY23 from DOD
|  |  | TOTAL | 3900

## 10-DNR
10-DNR Department of Natural Resources
Dept Priority | Allocation | Project Title | Project Description | Project Cost | Running Total | GF Cost | GF Running Total | Location (City) | House District
1 | Agriculture Plant Materials Center (PMC) | Plant Materials Center Security System Upgrades | Currently only one of six structures at the PMC currently have an operating security system. To further project the States assets and reduce liability to the State this upgrade would allow for four more systems to be installed or upgraded on the other building within the complex. | 45000 | 45000 | 45000 | 45000 | Palmer | 11F
2 | Agriculture Plant Materials Center (PMC) | Plant Materials Center Perimeter Fencing | In Spring 2020, the property (180 acres) due East of the PMC complex has been sold and is currently being developed into a new residential community. Securing the east property line with galvanized fencing will deter the public from entering during active farm operations and seed processing facility reducing the risk and liability of the State from accidental injuries or death. In addition, the fencing will greatly enhance current security measures and better protect State assets. | 40000 | 85000 | 40000 | 85000 | Palmer | 11F
3 | Agriculture Plant Materials Center (PMC) | Plant Materials Center Seed Storage Upgrades | The PMC maintains all the States native seed germplasm for production, reclamation and revegetation efforts. The storage facility built over a decade ago has never been insulated to protect the States resources. This lack of insultation increases the cost of heating and cooling and decreases the viability of the seed used to protect Alaska’s natural resources. This upgrade would cover the cost to spray insulate the entire structure which in turn will save thousands of dollars in energy costs annually. | 35000 | 120000 | 35000 | 120000 | Palmer | 11F
4 | Agriculture Plant Materials Center (PMC) | Plant Materials Center Potato Lab Upgrades | The States on Foundation Seed Potato Lab produces all Generation Zero seed potatoes for the entire Certified seed industry in Alaska. It has had zero upgrades to any of its equipment, HVAC, ventilation system or physical structure. This request for deferred maintenance will modernize or replace old inefficient lighting and growth systems, upgrade its ventilation system to meet current worker protection standards, and install new exterior windows. These maintenance and upgrades should increase production and reduce maintenance and repair cost by 3K annually. | 46000 | 166000 | 46000 | 166000 | Palmer | 11F
5 | Agriculture Plant Materials Center (PMC) | Plant Materials Center Seed Lab Maintenacne | The States only Certified seed lab processes all seed tests for the entire seed supporting the production and retail sides of the seed industry processing samples to meet State and Federal Seed Law. The seed lab has had limited replacements and/or upgrades to this building since its construction 20 years ago. Lighting, cooling and control systems within its germination room and attached production area are outdated and costing the State in their low efficiency and increasing need for maintenance. This deferred maintenance will upgrade and repair or replace the lighting, cooling, and growth areas to more efficient and modern equipment and controls. The reduction in maintenance and repair costs should be roughly 5K to 6 K annually. These upgrades will also increase capacity to meet the growing demand from the private sector and decrease the time needed to provide results back to industry. | 37000 | 203000 | 37000 | 203000 | Palmer | 11F
6 | Agriculture Plant Materials Center (PMC) | Plant Materials Center Seed Cleaner Replacement | Commercial seed cleaning has increased from roughly 14k lbs./year to 407k lbs./year currently, using equipment that is four decades old. Consistent repair and maintenance is slowing the ability to offer service to the private sector and costing more each year. Replacing the current unit with a modern version will reduce maintenance costs by 10k per year and will have a life expectancy of 20 years with cost recovery in less than 5 or 6 years. This equipment is essential to continue to grow Alaska’s private sector native seed production industry while providing 75 percent of the seed used in State on all reclamation projects. | 65000 | 268000 | 65000 | 268000 | Palmer | 11F
1 | Parks & Outdoor Recreation - Chugach/W‐T Area | Lake Aleknagik SRS Boat Ramp Repairs | The concrete plank boat ramp at Lake Aleknagik State Recreation Site is the primary public access point into Lake Aleknagik and into Wood-Tikchik State Park. The receding water levels of the lake are forcing boaters to launch their boats further and further down the 20-year-old ramp. At the end, boaters encounter the abrupt end of the boat ramp and the ramp’s metal studs which have been exposed scouring at the end of the ramp. The shoreline adjacent to the has been destabilized by foot traffic and eroded by the lake’s wave action. The eroding shoreline is threatening to undermine structures at the site. This project will extend the boat ramp to allow for safer launching of boats further out without encountering the scoured end of the ramp and risking boat trailer damage. Additionally, this project will stabilize and armor the adjacent shoreline. If unfunded, the scoured end of the boat ramp will continue to pose as a hazard to those launching their boats and the boat ramp may be rendered unusable as lake levels drop. The destabilized shoreline will undermine structures making them unsafe. | 300000 | 568000 | 300000 | 568000 | Dillingham | 37
2 | Parks & Outdoor Recreation - Kenai Area | Caines Head SRA Public Use Cabin Relocation | The Callisto Canyon public use cabin is a heavily used cabin by those recreating in Caines Head State Recreation Area. A major creek and drainages adjacent to the cabin have been altered by recent flood events in the area. Drainage channels have developed beneath the cabin and its foundation is slowly being undermined putting the cabin at risk of foundation failure. The project will relocate the cabin about 50 feet further inland and onto higher ground away from the creek and its channels. If not funded, the cabin will continue to be undermined and its foundation will eventually fail rendering the cabin unsafe for occupancy. | 25000 | 593000 | 25000 | 593000 | Lowell Point | 29
3 | Parks & Outdoor Recreation - Southeast Area | Eagle Beach SRA Riverbank Stabilization | The banks of Eagle River at Eagle Beach State Recreation Area have been eroding aggressively over the past few years. The failing riverbank is threating infrastructure at the site to include a public use cabin, paved trail, and interpretive area. Additionally, the eroding riverbank is exposing contaminated material from the sites former use as an asphalt pavement plant. Various state agencies have been involved in the effort to stabilize the riverbank and prevent further contaminated material from entering Eagle River. The cooperative effort has produced some progress, but more work is needed to fully stabilize the riverbank and fully mitigate the risks to infrastructure and the environment. | 200000 | 793000 | 200000 | 793000 | Juneau | 33
4 | Parks & Outdoor Recreation - Mat-Su Area | Nancy Lake SRA Ranger Station Repairs | The Nancy Lake Ranger Station is the base of field operations covering three major parks: Nancy Lake State Recreation Area, Nancy Lake State Recreation Site, and Willow Creek State Recreational Area. The building’s electrical system is faulty and trips regularly interrupting basic office functions. Additionally, other building elements have failed including the shop’s awing roof and the water softener. This project will address the faulty electrical system, replace shingles on the awning roof, and install a new water softener. | 25000 | 818000 | 25000 | 818000 | Willow | 10
5 | Parks & Outdoor Recreation - Southeast Area | Totem Bight SHP Totem Pole Restoration | Totem Bight State Historical Parks is a very popular destination for thousands of tourists in the port city of Ketchikan. The historical totem poles at the site are a major draw to the site. As the poles get older and start to rot, their appearance diminishes and their foundations begin to fail. The division has made strides over the past 15 years to restore the totem poles and put them on engineered foundations. Nine totem poles remain that require immediate attention before they become unrestorable or their foundations fail catastrophically. If unfunded, the nine poles, pieces of Alaska’s culture and history, will be lost. Collapsing poles could injure some of the many visitors that walk around these totem poles. | 300000 | 1118000 | 300000 | 1118000 | Ketchikan | 36
6 | Parks & Outdoor Recreation - Mat-Su Area | Independence Mine SHP Roof Repairs | The visitor center and generator shed at Independence Mine State Historical Park are two major structures necessary for the operation of the park unit. The metal roofs on both structures need to be repaired to preserve the integrity of those buildings’ envelope. This project will repair the metal roofs to help prevent the elements from entering the building and causing more damage to those structures. | 60000 | 1178000 | 60000 | 1178000 | Palmer / Fishhook | 9
7 | Parks & Outdoor Recreation - Mat-Su Area | Independence Mine SHP Foundation Repairs | The foundations of the Manager’s House and generator shed need to be stabilized in order to prevent those buildings from failing. This project will construct new foundations for those historical buildings to stabilize the buildings and prevent their impending collapse. If not funded, those buildings’ foundations run the risk of structural failure and collapse of historical buildings. | 300000 | 1478000 | 300000 | 1478000 | Palmer / Fishhook | 9
8 | Parks & Outdoor Recreation - Southeast Area | Channel Island SMP Erosion Control Structure Repairs | The Handtrollers Cove Cabin (Rupe Andrews Cabin) is located on the coast of Shelter Island in Channel Island State Marine Park. Recent major storm events have caused waves to wash away erosion control structures that protect the cabin. This project will reconstruct those structures to help protect the cabin from tides, wind, and waves. If not funded the cabin will be exposed to the sea and will likely be damaged during the next major storm event. | 25000 | 1503000 | 25000 | 1503000 | Juneau | 33
9 | Parks & Outdoor Recreation - Chugach/W‐T Area | Bird Creek Campground Service Utilities | A major renovation of the Bird Creek Campground took place in 2013 to mitigate the risk of hazard trees. The renovation was unable to extend the water and electrical services to the new host site due to budgetary constraints. This project will provide water and electrical services to the campground host site and have those basic utilities available for the host. | 100000 | 1603000 | 100000 | 1603000 | Indian | 28
10 | Parks & Outdoor Recreation - Kodiak Area | Fort Abercrombie SHP Volunteer Housing Repairs | The division relies heavily on volunteers to accomplish its mission and objectives. The division is expected to provide safe and comfortable housing for some of its volunteer work force. Two volunteer cabins at Fort Abercrombie State Historical Park are very old and have fallen in a state of disrepair. Its furnishings are also rapidly deteriorating. This project will renovate the two cabins to meet current standards and help ensure safe and comfortable living condition for volunteer crew members. | 50000 | 1653000 | 50000 | 1653000 | Kodiak | 32
11 | Parks & Outdoor Recreation - Kodiak Area | Shuyak Island SP Public Contact Station Repairs | Structures at Big Bay Public Contact Station fail to meet the needs of the field staff. Crew housing are substandard and the storage and boat sheds are inadequate. This project will renovate those three structures to ensure they meet the needs of the field staff to properly perform their day-to-day duties. | 40000 | 1693000 | 40000 | 1693000 | Shuyak Island | 32
12 | Parks & Outdoor Recreation - Kenai Area | Izaak Walton Water System | The drinking water system at Izaak Walton Unit draws water from an aquifer with arsenic levels mildly higher than ADEC’s acceptable levels for safe potable water. The local area is known for groundwater have high levels of arsenic. This project will develop an engineered system to provide potable water with acceptable levels of arsenic. | 75000 | 1768000 | 75000 | 1768000 | Sterling | 29
13 | Parks & Outdoor Recreation - Northern Area | Chena River SRA Sanitation Improvements | Maintaining sanitary conditions at park units is a high priority for the division. Those efforts are more difficult as vaulted toilets age and become repulsive for use. The vaults on older toilets also become environmental risks as they are more likely to fail as the structure get older. This project will replace three 20+-year-old vaulted toilets at Chena River State Recreation Area with three concrete vaulted toilets, which are longer-lasting and require considerably less maintenance. | 200000 | 1968000 | 200000 | 1968000 | Fairbanks | 6
14 | Parks & Outdoor Recreation - Kenai Area | Ninilchik Beach Campground Sanitation Improvements | Maintaining sanitary conditions at park units is a high priority for the division. Those efforts are more difficult as vaulted toilets age and become repulsive for use. The vaults on older toilets also become environmental risks as they are more likely to fail as the structure get older. This project will replace two 20+-year-old vaulted toilets at Ninilchik Beach Campground with one concrete vaulted toilet, which is longer-lasting and require considerably less maintenance. | 150000 | 2118000 | 150000 | 2118000 | Ninilchik | 31
15 | Parks & Outdoor Recreation - Kenai Area | Deep Creek SRA Sanitation Improvements | Maintaining sanitary conditions at park units is a high priority for the division. Those efforts are more difficult as vaulted toilets age and become repulsive for use. The vaults on older toilets also become environmental risks as they are more likely to fail as the structure get older. This project will replace two 20+-year-old vaulted toilets at Deep Creek State Recreation Area with two concrete vaulted toilets, which are longer-lasting and require considerably less maintenance. | 200000 | 2318000 | 200000 | 2318000 | Deep Creek | 31
| Parks & Outdoor Recreation - Chugach/W‐T Area | Bird Creek Overflow | Repair access road and pavement. Restripe. | 250000 | 2568000 | 250000 | 2568000 | Chugach/W‐T | 28
| Parks & Outdoor Recreation - Chugach/W‐T Area | Bird Creek Overflow | Replace picnic tables and fire rings. | 40000 | 2608000 | 40000 | 2608000 | Chugach/W‐T | 28
| Parks & Outdoor Recreation - Chugach/W‐T Area | Bird Creek Overflow | Repair septic system. Repair pressured water system. | 75000 | 2683000 | 75000 | 2683000 | Chugach/W‐T | 28
| Parks & Outdoor Recreation - Chugach/W‐T Area | Bird Ridge Trailhead | Repair pavement and restripe. | 25000 | 2708000 | 25000 | 2708000 | Chugach/W‐T | 28
| Parks & Outdoor Recreation - Chugach/W‐T Area | Bird Ridge Trailhead | Replace site signage. | 8000 | 2716000 | 8000 | 2716000 | Chugach/W‐T | 28
| Parks & Outdoor Recreation - Chugach/W‐T Area | Crow Pass Trail | Repair and rehabilitate Iditarod/Crow Pass Trail. | 250000 | 2966000 | 250000 | 2966000 | Chugach/W‐T | 14
| Parks & Outdoor Recreation - Chugach/W‐T Area | Eagle River | Repair and rehabilitate Mile Hi Saddle Trail. | 100000 | 3066000 | 100000 | 3066000 | Chugach/W‐T | 14
| Parks & Outdoor Recreation - Chugach/W‐T Area | Eagle River Campground | Replace 4 double toilets with 4 double concrete vaulted toilets. | 450000 | 3516000 | 450000 | 3516000 | Chugach/W‐T | 14
| Parks & Outdoor Recreation - Chugach/W‐T Area | Eagle River Campground | Recondition paved road surface. | 100000 | 3616000 | 100000 | 3616000 | Chugach/W‐T | 14
| Parks & Outdoor Recreation - Chugach/W‐T Area | Eagle River Campground | Recondition cabin. | 10000 | 3626000 | 10000 | 3626000 | Chugach/W‐T | 14
| Parks & Outdoor Recreation - Chugach/W‐T Area | Eagle River Maintenance Shop | Install security fence around property. Install electric security gate. | 75000 | 3701000 | 75000 | 3701000 | Chugach/W‐T | 14
| Parks & Outdoor Recreation - Chugach/W‐T Area | Eagle River Campground | Replace site signage. | 10000 | 3711000 | 10000 | 3711000 | Chugach/W‐T | 14
| Parks & Outdoor Recreation - Chugach/W‐T Area | Eagle River Campground | Rehabilitate riverbank trail. | 150000 | 3861000 | 150000 | 3861000 | Chugach/W‐T | 14
| Parks & Outdoor Recreation - Chugach/W‐T Area | Eagle River Greenbelt Access | Stabilize slope, improve road and parking drainage, and resurface parking area. | 300000 | 4161000 | 300000 | 4161000 | Chugach/W‐T | 14
| Parks & Outdoor Recreation - Chugach/W‐T Area | Eagle River Greenbelt Access | Replace site signage. | 15000 | 4176000 | 15000 | 4176000 | Chugach/W‐T | 14
| Parks & Outdoor Recreation - Chugach/W‐T Area | Eagle River Greenbelt Access | Replace kiosk. | 20000 | 4196000 | 20000 | 4196000 | Chugach/W‐T | 14
| Parks & Outdoor Recreation - Chugach/W‐T Area | Eagle River Nature Center | Resurface upper and lower parking areas. | 150000 | 4346000 | 150000 | 4346000 | Chugach/W‐T | 14
| Parks & Outdoor Recreation - Chugach/W‐T Area | Eagle River Nature Center | Rehabilitate interpretive loop trail. Resurface Rodak nature trail. | 275000 | 4621000 | 275000 | 4621000 | Chugach/W‐T | 14
| Parks & Outdoor Recreation - Chugach/W‐T Area | Eagle River Nature Center | Replace area signage and 8 interpretive displays. | 80000 | 4701000 | 80000 | 4701000 | Chugach/W‐T | 14
| Parks & Outdoor Recreation - Chugach/W‐T Area | Eagle River Nature Center | Repair viewing deck. | 735000 | 5436000 | 735000 | 5436000 | Chugach/W‐T | 14
| Parks & Outdoor Recreation - Chugach/W‐T Area | Eklutna Group Campground | Repair and rehabilitate Canyon group camping site. | 200000 | 5636000 | 200000 | 5636000 | Chugach/W‐T | 12
| Parks & Outdoor Recreation - Chugach/W‐T Area | Eklutna Group Campground | Install single concrete vaulted latrine at Canyon Group site. | 65000 | 5701000 | 65000 | 5701000 | Chugach/W‐T | 12
| Parks & Outdoor Recreation - Chugach/W‐T Area | Eklutna Lake Campground | Replace final remaining old style toilets with 1 double & 2 single concrete vaulted toilets. | 230000 | 5931000 | 230000 | 5931000 | Chugach/W‐T | 12
| Parks & Outdoor Recreation - Chugach/W‐T Area | Eklutna Lake Campground | Replace interpretive displays. | 40000 | 5971000 | 40000 | 5971000 | Chugach/W‐T | 12
| Parks & Outdoor Recreation - Chugach/W‐T Area | Eklutna Lake Campground | Overflow parking lot reconditioning and resurfacing. | 70000 | 6041000 | 70000 | 6041000 | Chugach/W‐T | 12
| Parks & Outdoor Recreation - Chugach/W‐T Area | Eklutna Lake Campground | Improve lakeside road grading and drainage. Rehabilitate and repair paved roads. | 320000 | 6361000 | 320000 | 6361000 | Chugach/W‐T | 12
| Parks & Outdoor Recreation - Chugach/W‐T Area | Eklutna Lake Campground | Improve hand launch/recovery lake access. | 250000 | 6611000 | 250000 | 6611000 | Chugach/W‐T | 12
| Parks & Outdoor Recreation - Chugach/W‐T Area | Eklutna Lake Campground | Replace/relocate volunteer cabins and maintenance yard. | 175000 | 6786000 | 175000 | 6786000 | Chugach/W‐T | 12
| Parks & Outdoor Recreation - Chugach/W‐T Area | Eklutna Lake Campground | Replace fire rings, picnic tables, bearproof food lockers, and marker posts. Recondition eroded campsites. | 75000 | 6861000 | 75000 | 6861000 | Chugach/W‐T | 12
| Parks & Outdoor Recreation - Chugach/W‐T Area | Indian to Bird Creek Trail | Crack seal asphalt, repair path base, and damaged sections of trail. | 150000 | 7011000 | 150000 | 7011000 | Chugach/W‐T | 28
| Parks & Outdoor Recreation - Chugach/W‐T Area | Indian Trail | Rehabilitate trail. | 150000 | 7161000 | 150000 | 7161000 | Chugach/W‐T | 28
| Parks & Outdoor Recreation - Chugach/W‐T Area | Lake Aleknagik SRS | Repair SRS parking area asphalt, repaint stripes, and repair fencing. | 10000 | 7171000 | 10000 | 7171000 | Chugach/W‐T | 37
| Parks & Outdoor Recreation - Chugach/W‐T Area | Lake Aleknagik SRS | Replace vaulted toilet with concrete vaulted toilet. | 150000 | 7321000 | 150000 | 7321000 | Chugach/W‐T | 37
| Parks & Outdoor Recreation - Chugach/W‐T Area | Lake Aleknagik SRS | Replace interpretive displays, plexiglass. | 90000 | 7411000 | 90000 | 7411000 | Chugach/W‐T | 37
| Parks & Outdoor Recreation - Chugach/W‐T Area | Lake Aleknagik SRS | Paint SRS office building, replace/repair window damage. | 10000 | 7421000 | 10000 | 7421000 | Chugach/W‐T | 37
| Parks & Outdoor Recreation - Chugach/W‐T Area | McHugh Creek Trailhead | Repair road, asphalt and repaint parking stripes. | 125000 | 7546000 | 125000 | 7546000 | Chugach/W‐T | 28
| Parks & Outdoor Recreation - Chugach/W‐T Area | North Fork Eagle River | Repair and resurface entrance road and parking area. | 225000 | 7771000 | 225000 | 7771000 | Chugach/W‐T | 14
| Parks & Outdoor Recreation - Chugach/W‐T Area | North Fork Eagle River | Replace toilet with 1 double concrete vaulted toilet. | 100000 | 7871000 | 100000 | 7871000 | Chugach/W‐T | 14
| Parks & Outdoor Recreation - Chugach/W‐T Area | North Fork Eagle River | Replace orientation kiosk. | 25000 | 7896000 | 25000 | 7896000 | Chugach/W‐T | 14
| Parks & Outdoor Recreation - Chugach/W‐T Area | Prospect Heights Trailhead | Resurface roads and parking areas. | 250000 | 8146000 | 250000 | 8146000 | Chugach/W‐T | 28
| Parks & Outdoor Recreation - Chugach/W‐T Area | Ptarmigan Valley Trailhead | Regrade and resurface parking area. Fix drainage issue on upper lot access road. | 250000 | 8396000 | 250000 | 8396000 | Chugach/W‐T | 28
| Parks & Outdoor Recreation - Chugach/W‐T Area | Ptarmigan Valley Trailhead | Replace site signage and interpretive signs. | 25000 | 8421000 | 25000 | 8421000 | Chugach/W‐T | 28
| Parks & Outdoor Recreation - Chugach/W‐T Area | Upper Huffman | Resurface roads and parking areas. | 300000 | 8721000 | 300000 | 8721000 | Chugach/W‐T | 28
| Parks & Outdoor Recreation ‐ Kenai Area | Anchor River SRA ‐ Coho Campground | Replace worn parking bumper logs, fire pits, 40 barrier posts, and picnic tables in entire facility. Replace two gates. | 40000 | 8761000 | 40000 | 8761000 | Kenai Area | 31
| Parks & Outdoor Recreation ‐ Kenai Area | Anchor River SRA ‐ Coho Campground | Replace site signage. | 25000 | 8786000 | 25000 | 8786000 | Kenai Area | 31
| Parks & Outdoor Recreation ‐ Kenai Area | Anchor River SRA ‐ Halibut Campground | Resurface roads and parking areas. | 350000 | 9686000 | 350000 | 9686000 | Kenai Area | 31
| Parks & Outdoor Recreation - Kenai Area | Anchor River SRA - Halibut Campground | Replace 2 old toilets with 2 concrete vaulted toilets. | 200000 | 9886000 | 200000 | 9886000 | Kenai Area | 31
| Parks & Outdoor Recreation ‐ Kenai Area | Anchor River SRA ‐ Silver King Campground | Replace 50 worn parking bumper logs, fire pits, and picnic tables in entire facility. | 25000 | 9911000 | 25000 | 9911000 | Kenai Area | 31
| Parks & Outdoor Recreation ‐ Kenai Area | Anchor River SRA ‐ Silver King Campground | Replace fee station and interpretive kiosk. | 25000 | 9936000 | 25000 | 9936000 | Kenai Area | 31
| Parks & Outdoor Recreation ‐ Kenai Area | Anchor River SRA ‐ Silver King Campground | Resurface roads and parking areas. | 200000 | 10136000 | 200000 | 10136000 | Kenai Area | 31
| Parks & Outdoor Recreation ‐ Kenai Area | Anchor River SRA ‐ Silver King Campground | Replace site signage. | 20000 | 10156000 | 20000 | 10156000 | Kenai Area | 31
| Parks & Outdoor Recreation ‐ Kenai Area | Anchor River SRA ‐ Silver King Campground | Replace existing toilet with concrete vaulted toilet. | 100000 | 10256000 | 100000 | 10256000 | Kenai Area | 31
| Parks & Outdoor Recreation ‐ Kenai Area | Anchor River SRA ‐ Silver King Campground | Restore damaged riverbank and access improvements for anglers. Remove tent campsites and rehabilitate riverbank to enhance salmon habitat and shade the river. | 300000 | 10556000 | 300000 | 10556000 | Kenai Area | 31
| Parks & Outdoor Recreation ‐ Kenai Area | Anchor River SRA ‐ Slidehole Campground | Replace 2 old toilets with concrete vaulted toilets. | 200000 | 10756000 | 200000 | 10756000 | Kenai Area | 31
| Parks & Outdoor Recreation ‐ Kenai Area | Anchor River SRA ‐ Slidehole Campground | Rehabilitate trails to Slidehole fishing from day‐use area. | 50000 | 10806000 | 50000 | 10806000 | Kenai Area | 31
| Parks & Outdoor Recreation ‐ Kenai Area | Anchor River SRA ‐ Steelhead Campground | Redesign camping area and locate away from eroding riverbank. Resurface parking lots and access roads. | 300000 | 11106000 | 300000 | 11106000 | Kenai Area | 31
| Parks & Outdoor Recreation ‐ Kenai Area | Anchor River SRA ‐ Steelhead Campground | Stabilize and rehabilitate riverbank. Remove gabion baskets. | 750000 | 11856000 | 750000 | 11856000 | Kenai Area | 31
| Parks & Outdoor Recreation ‐ Kenai Area | Anchor River SRA ‐ Steelhead Campground | Replace worn parking bumper logs, fire pits, and picnic tables in entire facility. | 25000 | 11881000 | 25000 | 11881000 | Kenai Area | 31
| Parks & Outdoor Recreation ‐ Kenai Area | Anchor River SRA ‐ Steelhead Campground | Replace kiosks and iron rangers. | 30000 | 11911000 | 30000 | 11911000 | Kenai Area | 31
| Parks & Outdoor Recreation ‐ Kenai Area | Anchor River SRA ‐ Steelhead Campground | Replace site signage. | 20000 | 11931000 | 20000 | 11931000 | Kenai Area | 31
| Parks & Outdoor Recreation ‐ Kenai Area | Anchor River SRA - Steelhead Campground | Replace 1 old toilet with concrete vaulted toilet. | 100000 | 12031000 | 100000 | 12031000 | Kenai Area | 31
| Parks & Outdoor Recreation ‐ Kenai Area | Blueberry Lake SRS | Replace highway signs. | 30000 | 12061000 | 30000 | 12061000 | Kenai Area | 9
| Parks & Outdoor Recreation ‐ Kenai Area | Blueberry Lake SRS | Replace 2 picnic shelters. | 175000 | 12236000 | 175000 | 12236000 | Kenai Area | 9
| Parks & Outdoor Recreation ‐ Kenai Area | Caines Head SRA | Replace Derby and North Beach toilets. | 40000 | 12276000 | 40000 | 12276000 | Kenai Area | 29
| Parks & Outdoor Recreation ‐ Kenai Area | Caines Head SRA | Recondition trails to provide adequate drainage. | 100000 | 12376000 | 100000 | 12376000 | Kenai Area | 29
| Parks & Outdoor Recreation ‐ Kenai Area | Caines Head SRA | Reroute trail from Derby Cove to North Beach. | 150000 | 12526000 | 150000 | 12526000 | Kenai Area | 29
| Parks & Outdoor Recreation ‐ Kenai Area | Caines Head SRA | Repaint picnic shelter. Replace gravel under foundation and roof. | 25000 | 12551000 | 25000 | 12551000 | Kenai Area | 29
| Parks & Outdoor Recreation ‐ Kenai Area | Caines Head SRA | Replace roof on North Beach Ranger Station | 15000 | 12566000 | 15000 | 12566000 | Kenai Area | 29
| Parks & Outdoor Recreation ‐ Kenai Area | Caines Head SRA | Secure concrete blocks that cover floor trenches with new hardware, replace signs. | 85000 | 12651000 | 85000 | 12651000 | Kenai Area | 29
| Parks & Outdoor Recreation ‐ Kenai Area | Caines Head SRA | Replace 4 rusted bulletin boards, picnic tables, and fire rings. | 30000 | 12681000 | 30000 | 12681000 | Kenai Area | 29
| Parks & Outdoor Recreation ‐ Kenai Area | Caines Head SRA | Repair trail leading from North Beach to South Beach and the Fort. | 100000 | 12781000 | 100000 | 12781000 | Kenai Area | 29
| Parks & Outdoor Recreation ‐ Kenai Area | Caines Head SRA | Replace North Fork Tonsina Creek Bridge. | 900000 | 13681000 | 900000 | 13681000 | Kenai Area | 29
| Parks & Outdoor Recreation ‐ Kenai Area | Caines Head SRA | Stabilize beach in front of Tonsina public use cabin. | 100000 | 13781000 | 100000 | 13781000 | Kenai Area | 29
| Parks & Outdoor Recreation ‐ Kenai Area | Caines Head SRA | Replace North Beach shelter. | 50000 | 13831000 | 50000 | 13831000 | Kenai Area | 29
| Parks & Outdoor Recreation ‐ Kenai Area | Caines Head SRA | Replace Derby and Callisto public use cabin roofs and stoves. | 30000 | 13861000 | 30000 | 13861000 | Kenai Area | 29
| Parks & Outdoor Recreation ‐ Kenai Area | Caines Head SRA | Stain five public use cabins. | 20000 | 13881000 | 20000 | 13881000 | Kenai Area | 29
| Parks & Outdoor Recreation ‐ Kenai Area | Caines Head SRA | Replace Loop Trail bridge. | 20000 | 13901000 | 20000 | 13901000 | Kenai Area | 29
| Parks & Outdoor Recreation ‐ Kenai Area | Canoe Passage Marine Park | Clear trail, repair drainage crossings, replace signs. | 25000 | 13926000 | 25000 | 13926000 | Kenai Area | 32
| Parks & Outdoor Recreation ‐ Kenai Area | Captain Cook SRA ‐ Bishop Creek | Recondition access road, parking area, and picnic area. | 50000 | 13976000 | 50000 | 13976000 | Kenai Area | 29
| Parks & Outdoor Recreation ‐ Kenai Area | Captain Cook SRA ‐ Bishop Creek | Replace well pad, grout, enlarge pad and replace well parts. | 15000 | 13991000 | 15000 | 13991000 | Kenai Area | 29
| Parks & Outdoor Recreation ‐ Kenai Area | Captain Cook SRA ‐ Bishop Creek | Recondition and resurface trails. | 10000 | 14001000 | 10000 | 14001000 | Kenai Area | 29
| Parks & Outdoor Recreation ‐ Kenai Area | Captain Cook SRA ‐ Bishop Creek | Replace 3 bulletin boards. | 25000 | 14026000 | 25000 | 14026000 | Kenai Area | 29
| Parks & Outdoor Recreation ‐ Kenai Area | Captain Cook SRA ‐ Bishop Creek | Replace highway signs. | 50000 | 14076000 | 50000 | 14076000 | Kenai Area | 29
| Parks & Outdoor Recreation ‐ Kenai Area | Captain Cook SRA ‐ Discovery Campground | Recondition and extend campsites, tent pads. Recondition campground loop road. | 260000 | 14336000 | 260000 | 14336000 | Kenai Area | 29
| Parks & Outdoor Recreation ‐ Kenai Area | Captain Cook SRA ‐ Discovery Campground | Replace 3 bulletin boards. Replace parking bumpers. | 25000 | 14361000 | 25000 | 14361000 | Kenai Area | 29
| Parks & Outdoor Recreation ‐ Kenai Area | Captain Cook SRA ‐ Discovery Campground | Replace well pad, grout, enlarge pad and replace well parts. | 15000 | 14376000 | 15000 | 14376000 | Kenai Area | 29
| Parks & Outdoor Recreation ‐ Kenai Area | Captain Cook SRA ‐ Discovery Campground | Recondition campground trails. | 20000 | 14396000 | 20000 | 14396000 | Kenai Area | 29
| Parks & Outdoor Recreation ‐ Kenai Area | Captain Cook SRA ‐ Discovery Picnic Site | Replace directional and information signs. | 30000 | 14426000 | 30000 | 14426000 | Kenai Area | 29
| Parks & Outdoor Recreation ‐ Kenai Area | Captain Cook SRA ‐ Discovery Picnic Site | Relocate picnic sites away from erosion area. | 50000 | 14476000 | 50000 | 14476000 | Kenai Area | 29
| Parks & Outdoor Recreation ‐ Kenai Area | Captain Cook SRA ‐ Discovery Picnic Site | Replace bulletin board. | 8000 | 14484000 | 8000 | 14484000 | Kenai Area | 29
| Parks & Outdoor Recreation ‐ Kenai Area | Captain Cook SRA ‐ Discovery Picnic Site | Resurface access roads and parking. | 150000 | 14634000 | 150000 | 14634000 | Kenai Area | 29
| Parks & Outdoor Recreation ‐ Kenai Area | Captain Cook SRA ‐ Discovery Picnic Site | Improve surface and drainage of trail to beach. | 15000 | 14649000 | 15000 | 14649000 | Kenai Area | 29
| Parks & Outdoor Recreation ‐ Kenai Area | Captain Cook SRA ‐ Stormy Lake | Rebuild steep eroding trails from picnic shelter to lake. | 75000 | 14724000 | 75000 | 14724000 | Kenai Area | 29
| Parks & Outdoor Recreation ‐ Kenai Area | Captain Cook SRA ‐ Stormy Lake | Replace two shelters. | 100000 | 14824000 | 100000 | 14824000 | Kenai Area | 29
| Parks & Outdoor Recreation ‐ Kenai Area | Captain Cook SRA ‐ Stormy Lake | Replace stairway. | 75000 | 14899000 | 75000 | 14899000 | Kenai Area | 29
| Parks & Outdoor Recreation ‐ Kenai Area | Captain Cook SRA ‐ Stormy Lake | Replace bulletin board. | 8000 | 14907000 | 8000 | 14907000 | Kenai Area | 29
| Parks & Outdoor Recreation ‐ Kenai Area | Captain Cook SRA ‐ Stormy Lake | Resurface access, parking area, and campground roads. | 100000 | 15007000 | 100000 | 15007000 | Kenai Area | 29
| Parks & Outdoor Recreation ‐ Kenai Area | Captain Cook SRA ‐ Stormy Lake | Replace well pad, grout, enlarge pad and replace well parts. | 15000 | 15022000 | 15000 | 15022000 | Kenai Area | 29
| Parks & Outdoor Recreation ‐ Kenai Area | Captain Cook SRA ‐ Stormy Lake | Replace 12 picnic tables and fire pits. | 40000 | 15062000 | 40000 | 15062000 | Kenai Area | 29
| Parks & Outdoor Recreation ‐ Kenai Area | Captain Cook SRA ‐ Stormy Lake | Rehabilitate swim beach area into a group use area. | 175000 | 15237000 | 175000 | 15237000 | Kenai Area | 29
| Parks & Outdoor Recreation ‐ Kenai Area | Captain Cook SRA ‐ Swanson River Canoe Landing | Rebuild and reroute trail from parking area to river to a more appropriate grade and resurface. | 30000 | 15267000 | 30000 | 15267000 | Kenai Area | 29
| Parks & Outdoor Recreation ‐ Kenai Area | Captain Cook SRA ‐ Swanson River Canoe Landing | Replace bulletin board. | 8000 | 15275000 | 8000 | 15275000 | Kenai Area | 29
| Parks & Outdoor Recreation ‐ Kenai Area | Captain Cook SRA ‐ Swanson River Canoe Landing | Replace site signage. | 45000 | 15320000 | 45000 | 15320000 | Kenai Area | 29
| Parks & Outdoor Recreation ‐ Kenai Area | Captain Cook SRA ‐ Swanson River Canoe Landing | Resurface roads and parking areas. Modify turn around for larger vehicles. | 100000 | 15420000 | 100000 | 15420000 | Kenai Area | 29
| Parks & Outdoor Recreation ‐ Kenai Area | Clam Gulch State Recreation Area | Relocate power, water, phone for host site. | 30000 | 15450000 | 30000 | 15450000 | Kenai Area | 31
| Parks & Outdoor Recreation ‐ Kenai Area | Clam Gulch State Recreation Area | Replace roofs and paint shelters. Replace gravel in walkways and approaches to shelter. | 100000 | 15550000 | 100000 | 15550000 | Kenai Area | 31
| Parks & Outdoor Recreation ‐ Kenai Area | Clam Gulch State Recreation Area | Repair beach access road repairs. Resurface roads and parking areas. | 275000 | 15825000 | 275000 | 15825000 | Kenai Area | 31
| Parks & Outdoor Recreation ‐ Kenai Area | Clam Gulch State Recreation Area | Replace selected parking bumpers. | 20000 | 15845000 | 20000 | 15845000 | Kenai Area | 31
| Parks & Outdoor Recreation ‐ Kenai Area | Crooked Creek State Recreation Site | Replace two existing toilet facilities with 1 double and 2 single concrete vaulted toilets. | 250000 | 16095000 | 250000 | 16095000 | Kenai Area | 31
| Parks & Outdoor Recreation ‐ Kenai Area | Crooked Creek State Recreation Site | Resurface parking area. Expand camping gravel pads. | 150000 | 16245000 | 150000 | 16245000 | Kenai Area | 31
| Parks & Outdoor Recreation ‐ Kenai Area | Crooked Creek State Recreation Site | Replace picnic tables and fire rings. | 20000 | 16265000 | 20000 | 16265000 | Kenai Area | 31
| Parks & Outdoor Recreation ‐ Kenai Area | Crooked Creek State Recreation Site | Replace highway signs. | 30000 | 16295000 | 30000 | 16295000 | Kenai Area | 31
| Parks & Outdoor Recreation ‐ Kenai Area | Decision Point State Marine Park | Replace toilet for public use cabin | 25000 | 16320000 | 25000 | 16320000 | Kenai Area | 9
| Parks & Outdoor Recreation ‐ Kenai Area | Deep Creek State Recreation Area | Replace 3 fee stations with central entrance station. | 35000 | 16355000 | 35000 | 16355000 | Kenai Area | 31
| Parks & Outdoor Recreation ‐ Kenai Area | Deep Creek State Recreation Area | Realign curve on access road, repave purchased right‐of‐way. | 600000 | 16955000 | 600000 | 16955000 | Kenai Area | 31
| Parks & Outdoor Recreation ‐ Kenai Area | Deep Creek State Recreation Area | Restore and armor beachfront. | 500000 | 17455000 | 500000 | 17455000 | Kenai Area | 31
| Parks & Outdoor Recreation ‐ Kenai Area | Deep Creek State Recreation Area | Resurface parking area, campground, and tractor launch area. | 180000 | 17635000 | 180000 | 17635000 | Kenai Area | 31
| Parks & Outdoor Recreation ‐ Kenai Area | Diamond Creek | Diamond Creek Trail is washed out, alternate access needs to be surveyed and developed. Widen parking area at top of road and move access road from highway. Brush hog/hydro axe fire hazard clear cut areas to remove stumps and debris. | 350000 | 17985000 | 350000 | 17985000 | Kenai Area | 31
| Parks & Outdoor Recreation ‐ Kenai Area | Eshamy Bay | Replace Baker Cabin. | 120000 | 18105000 | 120000 | 18105000 | Kenai Area | 32
| Parks & Outdoor Recreation ‐ Kenai Area | Gulf Coast Marine Park | Clear vegetation along trail and replace 50 trail markers. | 10000 | 18115000 | 10000 | 18115000 | Kenai Area | 32
| Parks & Outdoor Recreation ‐ Kenai Area | Gulf Coast Marine Park | Vitus Cabin foundation has settled, and floor is rotten. Remove and relocate cabin. | 120000 | 18235000 | 120000 | 18235000 | Kenai Area | 32
| Parks & Outdoor Recreation ‐ Kenai Area | Homer Bunkhouse | Bunkhouse was acquired through DOT right of way acquisition. Building needs to be connected to natural gas line and appliances and heater converted to gas. Replace flooring, roof, and appliances. | 225000 | 18460000 | 225000 | 18460000 | Kenai Area | 31
| Parks & Outdoor Recreation ‐ Kenai Area | Johnson Lake State Recreation Area | Replace roofing material with metal on 5 structures and recondition access. | 75000 | 18535000 | 75000 | 18535000 | Kenai Area | 31
| Parks & Outdoor Recreation ‐ Kenai Area | Johnson Lake State Recreation Area | Install ADA access ramp & railing at ranger/camp host cabin. | 15000 | 18550000 | 15000 | 18550000 | Kenai Area | 31
| Parks & Outdoor Recreation ‐ Kenai Area | Johnson Lake State Recreation Area | Replace site signage. | 30000 | 18580000 | 30000 | 18580000 | Kenai Area | 31
| Parks & Outdoor Recreation ‐ Kenai Area | Johnson Lake State Recreation Area | Pave entrance road and campground loop for dust control, safety. | 200000 | 18780000 | 200000 | 18780000 | Kenai Area | 31
| Parks & Outdoor Recreation ‐ Kenai Area | Kachemak Bay State Park | Replace park entrance sign and replace bulletin board. | 15000 | 18795000 | 15000 | 18795000 | Kenai Area | 31
| Parks & Outdoor Recreation ‐ Kenai Area | Kachemak Bay State Park | Replace Eveline toilet and access trail. | 150000 | 18945000 | 150000 | 18945000 | Kenai Area | 31
| Parks & Outdoor Recreation ‐ Kenai Area | Kachemak Bay State Park | Replace Moose Valley public use cabin. | 120000 | 19065000 | 120000 | 19065000 | Kenai Area | 31
| Parks & Outdoor Recreation ‐ Kenai Area | Kachemak Bay State Park | Repair and reroute trails bridge crossing at Halibut Creek. | 165000 | 19230000 | 165000 | 19230000 | Kenai Area | 31
| Parks & Outdoor Recreation ‐ Kenai Area | Kachemak Bay State Park | Improve Rusty's Lagoon campground for gravel site, provide sanitation, relocate trailhead. | 30000 | 19260000 | 30000 | 19260000 | Kenai Area | 31
| Parks & Outdoor Recreation ‐ Kenai Area | Kachemak Bay State Park | Improve Halibut Cove Lagoon ranger station for ADA compliance. Repair structural, plumbing, and electrical. Need DEC‐approved water system. Renovate living quarters. | 275000 | 19535000 | 275000 | 19535000 | Kenai Area | 31
| Parks & Outdoor Recreation ‐ Kenai Area | Kachemak Bay State Park | Replace interpretive displays at Halibut Cove Lagoon R.S. | 30000 | 19565000 | 30000 | 19565000 | Kenai Area | 31
| Parks & Outdoor Recreation ‐ Kenai Area | Kachemak Bay State Park | Replace bearproof food storage boxes at all remote sites (appx 20 units). | 40000 | 19605000 | 40000 | 19605000 | Kenai Area | 31
| Parks & Outdoor Recreation ‐ Kenai Area | Kachemak Bay State Park | Replace Halibut Cove tool maintenance shed. | 50000 | 19655000 | 50000 | 19655000 | Kenai Area | 31
| Parks & Outdoor Recreation ‐ Kenai Area | Kachemak Bay State Park | Improve Grewingk Lake campground. | 50000 | 19705000 | 50000 | 19705000 | Kenai Area | 31
| Parks & Outdoor Recreation ‐ Kenai Area | Kachemak Bay State Park | Repair, widen, and reroute trails from Halibut Cove Lagoon to Moose Valley to South Poot Peak to China Poot Lake. | 200000 | 19905000 | 200000 | 19905000 | Kenai Area | 31
| Parks & Outdoor Recreation ‐ Kenai Area | Kasilof River State Recreation Site | Resurface, pave, and restripe road and parking areas. | 300000 | 20205000 | 300000 | 20205000 | Kenai Area | 31
| Parks & Outdoor Recreation ‐ Kenai Area | KRSMA ‐ Big Eddy Unit | Replace walkway with elevated light-penetrating and jack resistant foundation. | 460000 | 20665000 | 460000 | 20665000 | Kenai Area | 30
| Parks & Outdoor Recreation ‐ Kenai Area | KRSMA ‐ Big Eddy Unit | Stabilize and rehabilitate riverbank. | 250000 | 20915000 | 250000 | 20915000 | Kenai Area | 30
| Parks & Outdoor Recreation ‐ Kenai Area | KRSMA ‐ Big Eddy Unit | Repair and resurface parking area. | 150000 | 21065000 | 150000 | 21065000 | Kenai Area | 30
| Parks & Outdoor Recreation ‐ Kenai Area | KRSMA ‐ Big Eddy Unit | Replace parking bumpers. | 10000 | 21075000 | 10000 | 21075000 | Kenai Area | 30
| Parks & Outdoor Recreation ‐ Kenai Area | KRSMA ‐ Big Eddy Unit | Replace bulletin boards with orientation kiosk. | 35000 | 21110000 | 35000 | 21110000 | Kenai Area | 30
| Parks & Outdoor Recreation ‐ Kenai Area | KRSMA - Big Eddy Unit | Replace interpretive signs. | 25000 | 21135000 | 25000 | 21135000 | Kenai Area | 30
| Parks & Outdoor Recreation ‐ Kenai Area | KRSMA ‐ Bings Landing Campground | Resurface roads and parking areas. | 150000 | 21435000 | 150000 | 21435000 | Kenai Area | 29
| Parks & Outdoor Recreation ‐ Kenai Area | KRSMA ‐ Bings Landing Campground | Replace 10 old picnic tables. | 10000 | 21445000 | 10000 | 21445000 | Kenai Area | 29
| Parks & Outdoor Recreation ‐ Kenai Area | KRSMA ‐ Bings Landing Campground | Rehabilitate and reroute trails. | 100000 | 21545000 | 100000 | 21545000 | Kenai Area | 29
| Parks & Outdoor Recreation ‐ Kenai Area | KRSMA ‐ Bings Landing Campground | Replace site signage. | 30000 | 21575000 | 30000 | 21575000 | Kenai Area | 29
| Parks & Outdoor Recreation ‐ Kenai Area | KRSMA ‐ Ciechanski Unit | Replace walkway with elevated light-penetrating and jack resistant foundation. | 200000 | 21775000 | 200000 | 21775000 | Kenai Area | 30
| Parks & Outdoor Recreation ‐ Kenai Area | KRSMA ‐ Ciechanski Unit | Resurface parking area. | 30000 | 21805000 | 30000 | 21805000 | Kenai Area | 30
| Parks & Outdoor Recreation ‐ Kenai Area | KRSMA ‐ Ciechanski Unit | Replace parking bumpers. | 5000 | 21810000 | 5000 | 21810000 | Kenai Area | 30
| Parks & Outdoor Recreation ‐ Kenai Area | KRSMA ‐ Ciechanski Unit | Replace floating dock. | 30000 | 21840000 | 30000 | 21840000 | Kenai Area | 30
| Parks & Outdoor Recreation ‐ Kenai Area | KRSMA ‐ Ciechanski Unit | Bank restoration and stabilization. | 50000 | 21890000 | 50000 | 21890000 | Kenai Area | 30
| Parks & Outdoor Recreation ‐ Kenai Area | KRSMA ‐ Cooper Landing Boat Launch | Refinish exterior of volunteer cabin. | 10000 | 21900000 | 10000 | 21900000 | Kenai Area | 29
| Parks & Outdoor Recreation ‐ Kenai Area | KRSMA ‐ Cooper Landing Boat Launch | Replace holding tank and install a mound septic system. | 30000 | 21930000 | 30000 | 21930000 | Kenai Area | 29
| Parks & Outdoor Recreation ‐ Kenai Area | KRSMA ‐ Cooper Landing Boat Launch | Crack seal asphalt pavement. | 5000 | 21935000 | 5000 | 21935000 | Kenai Area | 29
| Parks & Outdoor Recreation ‐ Kenai Area | KRSMA ‐ Cooper Landing Boat Launch | Replace parking bumpers. | 3000 | 21938000 | 3000 | 21938000 | Kenai Area | 29
| Parks & Outdoor Recreation ‐ Kenai Area | KRSMA ‐ Cooper Landing Boat Launch | Replace wooden rail caps on walkway with material such as Trex. Replace bulletin board. | 30000 | 21968000 | 30000 | 21968000 | Kenai Area | 29
| Parks & Outdoor Recreation ‐ Kenai Area | KRSMA ‐ Funny River Unit | Replace toilet with double concrete vaulted toilet. | 100000 | 22068000 | 100000 | 22068000 | Kenai Area | 30
| Parks & Outdoor Recreation ‐ Kenai Area | KRSMA - Funny River Unit | Replace existing wooden walkway. | 750000 | 22818000 | 750000 | 22818000 | Kenai Area | 30
| Parks & Outdoor Recreation ‐ Kenai Area | KRSMA ‐ Funny River Unit | Replace septic holding tank at host site. | 30000 | 22848000 | 30000 | 22848000 | Kenai Area | 30
| Parks & Outdoor Recreation ‐ Kenai Area | KRSMA ‐ Funny River Unit | Replace site signage. | 35000 | 22883000 | 35000 | 22883000 | Kenai Area | 30
| Parks & Outdoor Recreation ‐ Kenai Area | KRSMA ‐ Funny River Unit | Resurface roads and parking areas. | 75000 | 22958000 | 75000 | 22958000 | Kenai Area | 30
| Parks & Outdoor Recreation ‐ Kenai Area | KRSMA ‐ Funny River Unit | Replace picnic tables and parking bumpers. | 25000 | 22983000 | 25000 | 22983000 | Kenai Area | 30
| Parks & Outdoor Recreation ‐ Kenai Area | KRSMA ‐ Hansen Ranch Unit | Re-shingle roof on shop building. | 25000 | 23008000 | 25000 | 23008000 | Kenai Area | 30
| Parks & Outdoor Recreation ‐ Kenai Area | KRSMA ‐ Izaak Walton Unit | Recondition day use area. Repair and repaving paved areas. | 100000 | 23108000 | 100000 | 23108000 | Kenai Area | 29
| Parks & Outdoor Recreation ‐ Kenai Area | KRSMA ‐ Izaak Walton Unit | Replace site signage. | 30000 | 23138000 | 30000 | 23138000 | Kenai Area | 29
| Parks & Outdoor Recreation ‐ Kenai Area | KRSMA ‐ Izaak Walton Unit | Replace picnic tables. | 30000 | 23168000 | 30000 | 23168000 | Kenai Area | 29
| Parks & Outdoor Recreation ‐ Kenai Area | KRSMA ‐ Morgan's Landing | Replace rotten logs on Area office. Improve ADA accessibility. Rewire building. Replace floorings. Repair retaining wall at lower level entrance. | 300000 | 23468000 | 300000 | 23468000 | Kenai Area | 29
| Parks & Outdoor Recreation ‐ Kenai Area | KRSMA ‐ Morgan's Landing | Replace broken shop yard gate with an automatic gate. | 50000 | 23518000 | 50000 | 23518000 | Kenai Area | 29
| Parks & Outdoor Recreation ‐ Kenai Area | KRSMA ‐ Morgan's Landing Campground | Resurface overflow parking area. | 60000 | 23578000 | 60000 | 23578000 | Kenai Area | 29
| Parks & Outdoor Recreation ‐ Kenai Area | KRSMA ‐ Morgan's Landing Campground | Replace parking bumpers at overflow area. | 60000 | 23638000 | 60000 | 23638000 | Kenai Area | 29
| Parks & Outdoor Recreation ‐ Kenai Area | KRSMA ‐ Morgan's Landing Campground | Replace interpretive displays and site signage. | 60000 | 23698000 | 60000 | 23698000 | Kenai Area | 29
| Parks & Outdoor Recreation ‐ Kenai Area | KRSMA ‐ Morgan's Landing Day Use | Resurface roads and parking area. | 125000 | 23823000 | 125000 | 23823000 | Kenai Area | 29
| Parks & Outdoor Recreation ‐ Kenai Area | KRSMA ‐ Morgan's Landing Day Use | Replace parking bumpers. | 10000 | 23833000 | 10000 | 23833000 | Kenai Area | 29
| Parks & Outdoor Recreation ‐ Kenai Area | KRSMA ‐ Morgan's Landing Day Use | Rehabilitate bluff trail. | 10000 | 23843000 | 10000 | 23843000 | Kenai Area | 29
| Parks & Outdoor Recreation ‐ Kenai Area | KRSMA ‐ Pipeline Crossing Unit | Replace site signage. | 30000 | 23873000 | 30000 | 23873000 | Kenai Area | 30
| Parks & Outdoor Recreation - Kenai Area | KRSMA - Pipeline Crossing Unit | Rehabilitate streambank and install ELP walkway and stair access. | 650000 | 24523000 | 650000 | 24523000 | Kenai Area | 30
| Parks & Outdoor Recreation ‐ Kenai Area | KRSMA ‐ Pipeline Crossing Unit | Repair trail leading from parking area to river. | 50000 | 24573000 | 50000 | 24573000 | Kenai Area | 30
| Parks & Outdoor Recreation ‐ Kenai Area | KRSMA ‐ Slikok Creek Unit | Remove stairs and damaged walkways. Reestablish river access with jack resistant foundation. | 750000 | 25323000 | 750000 | 25323000 | Kenai Area | 30
| Parks & Outdoor Recreation ‐ Kenai Area | KRSMA ‐ Slikok Creek Unit | Replace site signage. | 30000 | 25353000 | 30000 | 25353000 | Kenai Area | 30
| Parks & Outdoor Recreation ‐ Kenai Area | KRSMA ‐ Slikok Creek Unit | Replace bulletin board. Recondition 6 picnic tables. | 15000 | 25368000 | 15000 | 25368000 | Kenai Area | 30
| Parks & Outdoor Recreation ‐ Kenai Area | KRSMA ‐ Slikok Creek Unit | Rehabilitate trail at lower end of Slikok. | 200000 | 25568000 | 200000 | 25568000 | Kenai Area | 30
| Parks & Outdoor Recreation - Kenai Area | KRSMA - Slikok Creek Unit | Resurface parking lot. | 100000 | 25668000 | 100000 | 25668000 | Kenai Area | 30
| Parks & Outdoor Recreation ‐ Kenai Area | KRSMA ‐ The Pillars Boat Launch | Pave road and parking area. | 500000 | 26168000 | 500000 | 26168000 | Kenai Area | 30
| Parks & Outdoor Recreation ‐ Kenai Area | KRSMA ‐ The Pillars Boat Launch | Replace site signage. | 25000 | 26193000 | 25000 | 26193000 | Kenai Area | 30
| Parks & Outdoor Recreation ‐ Kenai Area | KRSMA ‐ The Pillars Boat Launch | Replace septic system. | 50000 | 26243000 | 50000 | 26243000 | Kenai Area | 30
| Parks & Outdoor Recreation ‐ Kenai Area | KRSMA ‐ The Pillars Boat Launch | Apply protective sealant to exterior of volunteer cabin. | 5000 | 26248000 | 5000 | 26248000 | Kenai Area | 30
| Parks & Outdoor Recreation - Kenai Area | KRSMA - Waikiki Beach | Replace toilet with double concrete vaulted toilet. | 150000 | 26398000 | 150000 | 26398000 | Kenai Area | 31
| Parks & Outdoor Recreation - Kenai Area | KRSMA - Waikiki Beach | Resurface and realign parking lot, install gate, and renovate campsites. | 500000 | 26898000 | 500000 | 26898000 | Kenai Area | 31
| Parks & Outdoor Recreation ‐ Kenai Area | Lowell Point State Recreation Site | Replace 2 old toilets with 2 double concrete vaulted toilets. | 200000 | 27098000 | 200000 | 27098000 | Kenai Area | 29
| Parks & Outdoor Recreation ‐ Kenai Area | Lowell Point State Recreation Site | Replace shop. | 250000 | 27348000 | 250000 | 27348000 | Kenai Area | 29
| Parks & Outdoor Recreation ‐ Kenai Area | Lowell Point State Recreation Site | Reconstruct drainage, CMPs for cross drainage, resurface access roadway and parking areas. | 140000 | 27488000 | 140000 | 27488000 | Kenai Area | 29
| Parks & Outdoor Recreation ‐ Kenai Area | Lowell Point State Recreation Site | Replace parking bumpers. | 15000 | 27503000 | 15000 | 27503000 | Kenai Area | 29
| Parks & Outdoor Recreation ‐ Kenai Area | Lowell Point State Recreation Site | Replace site signage. | 40000 | 27543000 | 40000 | 27543000 | Kenai Area | 29
| Parks & Outdoor Recreation ‐ Kenai Area | Mineral Creek Marine Park | Resurface parking area. | 75000 | 27618000 | 75000 | 27618000 | Kenai Area | 9
| Parks & Outdoor Recreation ‐ Kenai Area | Ninilchik SRA ‐ Ninilchik Beach Campground | Resurface parking area. | 50000 | 27668000 | 50000 | 27668000 | Kenai Area | 31
| Parks & Outdoor Recreation ‐ Kenai Area | Ninilchik SRA ‐ Ninilchik Beach Campground | Replace bulletin board with orientation kiosk. | 35000 | 27703000 | 35000 | 27703000 | Kenai Area | 31
| Parks & Outdoor Recreation ‐ Kenai Area | Ninilchik SRA ‐ Ninilchik North Scenic Overlook | Replace 1 toilet with a double concrete vaulted toilet. Remove second toilet. | 150000 | 27853000 | 150000 | 27853000 | Kenai Area | 31
| Parks & Outdoor Recreation ‐ Kenai Area | Ninilchik SRA ‐ Ninilchik North Scenic Overlook | Improve trails from parking area to river. | 15000 | 27868000 | 15000 | 27868000 | Kenai Area | 31
| Parks & Outdoor Recreation ‐ Kenai Area | Ninilchik SRA ‐ Ninilchik North Scenic Overlook | Repair kiosks. | 20000 | 27888000 | 20000 | 27888000 | Kenai Area | 31
| Parks & Outdoor Recreation ‐ Kenai Area | Ninilchik SRA ‐ Ninilchik River Campground | Relocate ranger station near the highway - existing location has poor soils causing structural damage to the station. Improve ADA accessibility. | 250000 | 28138000 | 250000 | 28138000 | Kenai Area | 31
| Parks & Outdoor Recreation ‐ Kenai Area | Ninilchik SRA ‐ Ninilchik River Campground | Resurface access roads and parking areas. | 60000 | 28198000 | 60000 | 28198000 | Kenai Area | 31
| Parks & Outdoor Recreation ‐ Kenai Area | Ninilchik SRA ‐ Ninilchik River Campground | Replace site signage. | 30000 | 28228000 | 30000 | 28228000 | Kenai Area | 31
| Parks & Outdoor Recreation ‐ Kenai Area | Ninilchik SRA ‐ Ninilchik River Campground | Convert shelter and walk‐in sites into a group camping area with expanded parking for up to 10 vehicles. | 40000 | 28268000 | 40000 | 28268000 | Kenai Area | 31
| Parks & Outdoor Recreation ‐ Kenai Area | Ninilchik SRA ‐ Ninilchik River Campground | Improve trails to river. | 30000 | 28298000 | 30000 | 28298000 | Kenai Area | 31
| Parks & Outdoor Recreation ‐ Kenai Area | Ninilchik SRA ‐ Ninilchik River Campground | Replace bulletin board and fee station. | 40000 | 28338000 | 40000 | 28338000 | Kenai Area | 31
| Parks & Outdoor Recreation ‐ Kenai Area | Ninilchik SRA ‐ Ninilchik View Campground | Repair fence at the bluff. | 15000 | 28353000 | 15000 | 28353000 | Kenai Area | 31
| Parks & Outdoor Recreation ‐ Kenai Area | Ninilchik SRA ‐ Ninilchik View Campground | Drain and pump out pipes that are rusted, replace. | 10000 | 28363000 | 10000 | 28363000 | Kenai Area | 31
| Parks & Outdoor Recreation ‐ Kenai Area | Ninilchik SRA ‐ Ninilchik View Campground | Improve trails from parking area to river. | 20000 | 28383000 | 20000 | 28383000 | Kenai Area | 31
| Parks & Outdoor Recreation ‐ Kenai Area | Ninilchik SRA ‐ Ninilchik View Campground | Replace site signage. | 30000 | 28413000 | 30000 | 28413000 | Kenai Area | 31
| Parks & Outdoor Recreation ‐ Kenai Area | Ninilchik SRA ‐ Ninilchik View Campground | Resurface access road and campsites. | 55000 | 28468000 | 55000 | 28468000 | Kenai Area | 31
| Parks & Outdoor Recreation - Kenai Area | Old Kasilof Landing SRS | Stabilize and preserve historic log building constructed in 1926. | 45000 | 28513000 | 45000 | 28513000 | Kenai Area | 31
| Parks & Outdoor Recreation ‐ Kenai Area | PWS Marine Parks | Six public use cabin maintenance includes staining cabin exteriors, replacing broken doors and windows, replacing roofs, repairing damaged flooring and decks, and replacing damaged signs. | 75000 | 28588000 | 75000 | 28588000 | Kenai Area | 9/32
| Parks & Outdoor Recreation ‐ Kenai Area | Scout Lake State Recreation Site | Resurface trail. | 20000 | 28608000 | 20000 | 28608000 | Kenai Area | 31
| Parks & Outdoor Recreation ‐ Kenai Area | Scout Lake State Recreation Site | Replace roof and rehabilitate picnic shelter. | 15000 | 28623000 | 15000 | 28623000 | Kenai Area | 31
| Parks & Outdoor Recreation ‐ Kenai Area | Scout Lake State Recreation Site | Replace one old toilet with a double concrete vaulted toilet. | 100000 | 28723000 | 100000 | 28723000 | Kenai Area | 31
| Parks & Outdoor Recreation ‐ Kenai Area | Scout Lake State Recreation Site | Replace site signage. | 30000 | 28753000 | 30000 | 28753000 | Kenai Area | 31
| Parks & Outdoor Recreation ‐ Kenai Area | Scout Lake State Recreation Site | Replace 10 picnic tables. | 10000 | 28763000 | 10000 | 28763000 | Kenai Area | 31
| Parks & Outdoor Recreation ‐ Kodiak Area | Scout Lake State Recreation Site | Replace sand at the east end of Scout Lake. | 10000 | 28773000 | 10000 | 28773000 | Kenai Area | 31
| Parks & Outdoor Recreation ‐ Kenai Area | Scout Lake State Recreation Site | Resurface campground road. | 20000 | 28793000 | 20000 | 28793000 | Kenai Area | 31
| Parks & Outdoor Recreation ‐ Kenai Area | Shoup Bay Marine Park | Relocate Gold Creek bridge to stable ground. | 175000 | 28968000 | 175000 | 28968000 | Kenai Area | 9
| Parks & Outdoor Recreation ‐ Kenai Area | Shoup Bay Marine Park | Improve drainage, construct drainage crossing, and clear vegetation. | 220000 | 29188000 | 220000 | 29188000 | Kenai Area | 9
| Parks & Outdoor Recreation ‐ Kenai Area | Shoup Bay Marine Park | Replace Upper Shoup Bay and Gold Creek campsite toilets. | 60000 | 29248000 | 60000 | 29248000 | Kenai Area | 9
| Parks & Outdoor Recreation ‐ Kenai Area | Stariski State Recreation Site | Replace gate, 30 barrier posts, parking bumpers, picnic table and fire pits. | 35000 | 29283000 | 35000 | 29283000 | Kenai Area | 31
| Parks & Outdoor Recreation ‐ Kenai Area | Stariski State Recreation Site | Grind stumps from extensive spruce bark beetle tree removal, grade site, replant. | 75000 | 29358000 | 75000 | 29358000 | Kenai Area | 31
| Parks & Outdoor Recreation ‐ Kenai Area | Stariski State Recreation Site | Replace site signage. | 30000 | 29388000 | 30000 | 29388000 | Kenai Area | 31
| Parks & Outdoor Recreation ‐ Kenai Area | Stariski State Recreation Site | Install pedestrian safety fence along bluff. | 50000 | 29438000 | 50000 | 29438000 | Kenai Area | 31
| Parks & Outdoor Recreation ‐ Kenai Area | Stariski State Recreation Site | Relocate campsites away from bluff and rehabilitate campground: level campsites, install parking bumpers and resurface roads. | 150000 | 29588000 | 150000 | 29588000 | Kenai Area | 31
| Parks & Outdoor Recreation ‐ Kenai Area | Thumb Cove State Marine Park | Replace ADA walkway to Spruce public use cabin. | 15000 | 29603000 | 15000 | 29603000 | Kenai Area | 32
| Parks & Outdoor Recreation ‐ Kenai Area | Worthington Glacier SRS | Paint metal shelter and kiosks. | 25000 | 29628000 | 25000 | 29628000 | Kenai Area | 9
| Parks & Outdoor Recreation ‐ Kenai Area | Worthington Glacier SRS | Replace gate. | 15000 | 29643000 | 15000 | 29643000 | Kenai Area | 9
| Parks & Outdoor Recreation ‐ Kenai Area | Worthington Glacier SRS | Replace site and highway signage. | 50000 | 29693000 | 50000 | 29693000 | Kenai Area | 9
| Parks & Outdoor Recreation ‐ Kodiak Area | Afognak Island State Park | Replace outhouses at Laura Lake and at Pillar Lake Cabin. | 50000 | 29803000 | 50000 | 29803000 | Kodiak Area | 32
| Parks & Outdoor Recreation ‐ Kodiak Area | Afognak Island State Park | Remove old permit-required private land signs and replace entrance sign at park boundaries along old logging roads. | 30000 | 29833000 | 30000 | 29833000 | Kodiak Area | 32
| Parks & Outdoor Recreation ‐ Kodiak Area | Afognak Island State Park | Improve ADA accessibility at the Pillar Lake public use cabin by replacing the undersized porch. | 20000 | 29853000 | 20000 | 29853000 | Kodiak Area | 32
| Parks & Outdoor Recreation ‐ Kodiak Area | Buskin River State Recreation Site | Improve trails along riverbank to improve public sport fishing access to river and stabilize/decrease erosion - incorporate light penetrating grating. | 150000 | 30003000 | 150000 | 30003000 | Kodiak Area | 32
| Parks & Outdoor Recreation ‐ Kodiak Area | Buskin River State Recreation Site | Rehabilitate roads, campsites, and tent pads at campground. Improve trailhead at Boy Scout Lake. | 500000 | 30503000 | 500000 | 30503000 | Kodiak Area | 32
| Parks & Outdoor Recreation ‐ Kodiak Area | Buskin River State Recreation Site | Replace fire rings and picnic tables at campground and day-use area. Replace entrance gate. | 45000 | 30548000 | 45000 | 30548000 | Kodiak Area | 32
| Parks & Outdoor Recreation ‐ Kodiak Area | Buskin River State Recreation Site | Repair Boy Scout Lake trail and realign portion on private lands. Widen and stabilize riverbank trail. | 145000 | 30693000 | 145000 | 30693000 | Kodiak Area | 32
| Parks & Outdoor Recreation ‐ Kodiak Area | Buskin River State Recreation Site | Replace site signage. | 15000 | 30708000 | 15000 | 30708000 | Kodiak Area | 32
| Parks & Outdoor Recreation ‐ Kodiak Area | Buskin River State Recreation Site | Replace 2 old bulletin boards with information kiosk. Replace campground bulletin and fee station with orientation kiosk. | 50000 | 30758000 | 50000 | 30758000 | Kodiak Area | 32
| Parks & Outdoor Recreation ‐ Kodiak Area | Fort Abercrombie State Historical Park | Stabilization, preservation, and maintenance of historic WWII structures. | 200000 | 30958000 | 200000 | 30958000 | Kodiak Area | 32
| Parks & Outdoor Recreation ‐ Kodiak Area | Fort Abercrombie State Historical Park | Improve headquarters and resident apartment building to meet current standards. | 325000 | 31283000 | 325000 | 31283000 | Kodiak Area | 32
| Parks & Outdoor Recreation ‐ Kodiak Area | Fort Abercrombie State Historical Park | Raise road surface on Miller Point road and resurface Ram site road, Group site road, and main entrance parking lot. | 250000 | 31533000 | 250000 | 31533000 | Kodiak Area | 32
| Parks & Outdoor Recreation ‐ Kodiak Area | Fort Abercrombie State Historical Park | Improve approximately 6.5 - 7.0 miles of existing trails by replacing foot bridges, planking, steps, drainage, and trailheads. | 75000 | 31608000 | 75000 | 31608000 | Kodiak Area | 32
| Parks & Outdoor Recreation ‐ Kodiak Area | Fort Abercrombie State Historical Park | Replace older double outhouse at Miller Point with double concrete vaulted toilet. | 100000 | 31708000 | 100000 | 31708000 | Kodiak Area | 32
| Parks & Outdoor Recreation ‐ Kodiak Area | Pasagshak State Recreation Site | Improve trails to campsites and for public sport fishing access to river from road and parking lots. | 25000 | 31733000 | 25000 | 31733000 | Kodiak Area | 32
| Parks & Outdoor Recreation ‐ Kodiak Area | Pasagshak State Recreation Site | 12 new fire rings and picnic tables for day‐use, camp sites and host site. | 40000 | 31773000 | 40000 | 31773000 | Kodiak Area | 32
| Parks & Outdoor Recreation ‐ Kodiak Area | Pasagshak State Recreation Site | Replace old bulletin boards with new information kiosks. | 70000 | 31843000 | 70000 | 31843000 | Kodiak Area | 32
| Parks & Outdoor Recreation ‐ Kodiak Area | Pasagshak State Recreation Site | Stabilize and improve alignment of trail on southwest (neighborhood) side of Pasagshak River and remove social trails leading to riverbank. | 10000 | 31853000 | 10000 | 31853000 | Kodiak Area | 32
| Parks & Outdoor Recreation ‐ Kodiak Area | Shuyak Island State Park | Repair interior siding, windows, door, at Willy's Cabin. Replace outhouse. | 24000 | 31877000 | 24000 | 31877000 | Kodiak Area | 32
| Parks & Outdoor Recreation ‐ Kodiak Area | Shuyak Island State Park | Replace Big Bay public contact station roof. | 20000 | 31897000 | 20000 | 31897000 | Kodiak Area | 32
| Parks & Outdoor Recreation ‐ Kodiak Area | Shuyak Island State Park | Repair, re‐level and stabilize floors and structural systems on 4 public use cabins. | 80000 | 31977000 | 80000 | 31977000 | Kodiak Area | 32
| Parks & Outdoor Recreation ‐ Kodiak Area | Shuyak Island State Park | Repair and improve trails. | 60000 | 32037000 | 60000 | 32037000 | Kodiak Area | 32
| Parks & Outdoor Recreation ‐ Kodiak Area | Shuyak Island State Park | Replace 4 outhouses at public use cabins. | 40000 | 32077000 | 40000 | 32077000 | Kodiak Area | 32
| Parks & Outdoor Recreation ‐ Kodiak Area | Shuyak Island State Park | Repair/replace freshwater catchment systems. | 15000 | 32092000 | 15000 | 32092000 | Kodiak Area | 32
| Parks & Outdoor Recreation ‐ Mat‐Su Area | Areawide | Retrofit concrete toilets to prevent surface and ground water from infiltrating vaults. | 50000 | 32142000 | 50000 | 32142000 | Mat‐Su Area | Multi
| Parks & Outdoor Recreation ‐ Mat‐Su Area | Areawide | Preventative maintenance/minor repairs for all Public Use Cabins | 30000 | 32172000 | 30000 | 32172000 | Mat‐Su Area | Multi
| Parks & Outdoor Recreation ‐ Mat‐Su Area | Areawide | Mitigate remaining beetle kill trees for all other Mat-Su Area units (other than DSP and Nancy Lake SRA). | 140000 | 32312000 | 140000 | 32312000 | Mat‐Su Area | Multi
| Parks & Outdoor Recreation ‐ Mat‐Su Area | Big Lake North State Recreation Site | Replace 10 picnic tables and anchor 33 tables. | 30000 | 32342000 | 30000 | 32342000 | Mat‐Su Area | 8
| Parks & Outdoor Recreation ‐ Mat‐Su Area | Big Lake North State Recreation Site | Replace site signage. | 25000 | 32367000 | 25000 | 32367000 | Mat‐Su Area | 8
| Parks & Outdoor Recreation ‐ Mat‐Su Area | Big Lake North State Recreation Site | Repair asphalt paving entrance road, crack seal all roads. | 100000 | 32467000 | 100000 | 32467000 | Mat‐Su Area | 8
| Parks & Outdoor Recreation ‐ Mat‐Su Area | Big Lake South State Recreation Site | Add sand to improve existing public beach. | 20000 | 32487000 | 20000 | 32487000 | Mat‐Su Area | 8
| Parks & Outdoor Recreation ‐ Mat‐Su Area | Big Lake South State Recreation Site | Pave road and parking. | 200000 | 32687000 | 200000 | 32687000 | Mat‐Su Area | 8
| Parks & Outdoor Recreation ‐ Mat‐Su Area | Big Lake South State Recreation Site | Replace 7 picnic tables and anchor 15 tables. | 20000 | 32707000 | 20000 | 32707000 | Mat‐Su Area | 8
| Parks & Outdoor Recreation ‐ Mat‐Su Area | Denali SP - Areawide | Mitigate beetle kill trees. | 390000 | 33097000 | 390000 | 33097000 | Mat‐Su Area | 10
| Parks & Outdoor Recreation ‐ Mat‐Su Area | Denali SP - Areawide | Kesugi Ridge trail repairs. Campsite hardening, and signage. | 300000 | 33397000 | 300000 | 33397000 | Mat‐Su Area | 10
| Parks & Outdoor Recreation ‐ Mat‐Su Area | Denali SP ‐ Byers Creek Ranger Station | Replace bunkhouse. | 150000 | 33547000 | 150000 | 33547000 | Mat‐Su Area | 10
| Parks & Outdoor Recreation ‐ Mat‐Su Area | Denali SP ‐ Byers Creek Ranger Station | Replace Byers Creek station generator/electric system. | 15000 | 33562000 | 15000 | 33562000 | Mat‐Su Area | 10
| Parks & Outdoor Recreation ‐ Mat‐Su Area | Denali SP ‐ Byers Creek Ranger Station | Replace cook shack and improve water/wastewater system. | 250000 | 33812000 | 250000 | 33812000 | Mat‐Su Area | 10
| Parks & Outdoor Recreation ‐ Mat‐Su Area | Denali SP ‐ Byers Lake Campground | Upgrade Alternative Energy System | 20000 | 33832000 | 20000 | 33832000 | Mat‐Su Area | 10
| Parks & Outdoor Recreation ‐ Mat‐Su Area | Denali SP ‐ Byers Lake Campground | Repair Byers Lake Loop Trail. | 25000 | 33857000 | 25000 | 33857000 | Mat‐Su Area | 10
| Parks & Outdoor Recreation ‐ Mat‐Su Area | Denali SP ‐ Byers Lake Campground | Resurface campground roads, camping/parking pads, and overflow parking area. | 450000 | 34307000 | 450000 | 34307000 | Mat‐Su Area | 10
| Parks & Outdoor Recreation ‐ Mat‐Su Area | Denali SP ‐ Byers Lake Campground | Replace entrance gate. | 20000 | 34327000 | 20000 | 34327000 | Mat‐Su Area | 10
| Parks & Outdoor Recreation ‐ Mat‐Su Area | Denali SP ‐ Byers Lake Public Use Cabins 1 | Cabin repairs, rehab doors, windows, etc. | 5000 | 34372000 | 5000 | 34372000 | Mat‐Su Area | 10
| Parks & Outdoor Recreation ‐ Mat‐Su Area | Denali SP ‐ Byers Lake Public Use Cabins 2 | Replace roof eaves supports. Replace windows. | 8000 | 34380000 | 8000 | 34380000 | Mat‐Su Area | 10
| Parks & Outdoor Recreation ‐ Mat‐Su Area | Denali SP ‐ Denali View North | Repair subgrade failure area, restripe entire paved sections. | 100000 | 34480000 | 100000 | 34480000 | Mat‐Su Area | 10
| Parks & Outdoor Recreation ‐ Mat‐Su Area | Denali SP ‐ Denali View North | Update interpretive signs to depict Alaska Range Peaks. | 25000 | 34505000 | 25000 | 34505000 | Mat‐Su Area | 10
| Parks & Outdoor Recreation ‐ Mat‐Su Area | Denali SP ‐ Denali View North | Renovate 10 tent camp sites. | 20000 | 34525000 | 20000 | 34525000 | Mat‐Su Area | 10
| Parks & Outdoor Recreation ‐ Mat‐Su Area | Denali SP ‐ Denali View South | Update interpretive signs to depict Alaska Range Peaks. | 25000 | 34550000 | 25000 | 34550000 | Mat‐Su Area | 10
| Parks & Outdoor Recreation ‐ Mat‐Su Area | Denali SP ‐ Ermine Hill Trail | Repair trail to division standards. | 60000 | 34610000 | 60000 | 34610000 | Mat‐Su Area | 10
| Parks & Outdoor Recreation ‐ Mat‐Su Area | Denali SP ‐ Ermine Hill Trail | Replace trail bridge over Byers Creek. | 50000 | 34660000 | 50000 | 34660000 | Mat‐Su Area | 10
| Parks & Outdoor Recreation ‐ Mat‐Su Area | Denali SP ‐ Ermine Hill Trail | Improve parking off the highway. | 100000 | 34760000 | 100000 | 34760000 | Mat‐Su Area | 10
| Parks & Outdoor Recreation ‐ Mat‐Su Area | Denali SP ‐ Little Coal Creek Trailhead | Resurface access road. | 50000 | 34875000 | 50000 | 34875000 | Mat‐Su Area | 10
| Parks & Outdoor Recreation ‐ Mat‐Su Area | Denali SP ‐ Little Coal Creek Trailhead | Repair trail to division standards. | 50000 | 34925000 | 50000 | 34925000 | Mat‐Su Area | 10
| Parks & Outdoor Recreation ‐ Mat‐Su Area | Denali SP ‐ Little Coal Creek Trailhead | Replace site signage. | 35000 | 34960000 | 35000 | 34960000 | Mat‐Su Area | 10
| Parks & Outdoor Recreation ‐ Mat‐Su Area | Denali SP ‐ Lower Troublesome Creek Campground | Paint, replace roofing, install drip edge on picnic shelter. | 20000 | 34980000 | 20000 | 34980000 | Mat‐Su Area | 10
| Parks & Outdoor Recreation ‐ Mat‐Su Area | Denali SP ‐ Lower Troublesome Creek Campground | Replace old SST latrine with a single concrete vaulted toilet. | 65000 | 35045000 | 65000 | 35045000 | Mat‐Su Area | 10
| Parks & Outdoor Recreation ‐ Mat‐Su Area | Denali SP ‐ Lower Troublesome Creek Campground | Repair Lower Troublesome creek trail. | 55000 | 35100000 | 55000 | 35100000 | Mat‐Su Area | 10
| Parks & Outdoor Recreation ‐ Mat‐Su Area | Denali SP ‐ Lower Troublesome Creek Campground | Repair and restripe parking area. | 20000 | 35120000 | 20000 | 35120000 | Mat‐Su Area | 10
| Parks & Outdoor Recreation ‐ Mat‐Su Area | Denali SP ‐ Lower Troublesome Creek Campground | Replace bollards with concrete parking bumpers. Replace 12 picnic tables. | 25000 | 35145000 | 25000 | 35145000 | Mat‐Su Area | 10
| Parks & Outdoor Recreation ‐ Mat‐Su Area | Denali SP ‐ Upper Troublesome Creek Trailhead | Resurface access road and parking area. | 60000 | 35205000 | 60000 | 35205000 | Mat‐Su Area | 10
| Parks & Outdoor Recreation ‐ Mat‐Su Area | Denali SP ‐ Upper Troublesome Creek Trailhead | Replace old bulletin board. | 5000 | 35210000 | 5000 | 35210000 | Mat‐Su Area | 10
| Parks & Outdoor Recreation ‐ Mat‐Su Area | Denali SP ‐ Upper Troublesome Creek Trailhead | Replace site signage. | 35000 | 35245000 | 35000 | 35245000 | Mat‐Su Area | 10
| Parks & Outdoor Recreation ‐ Mat‐Su Area | Denali SP ‐ Veteran's Memorial | Replace three vaulted toilets with three double concrete vaulted toilets. | 350000 | 35595000 | 350000 | 35595000 | Mat‐Su Area | 10
| Parks & Outdoor Recreation ‐ Mat‐Su Area | Denali SP ‐ Veteran's Memorial | Replace highway signs. | 20000 | 35615000 | 20000 | 35615000 | Mat‐Su Area | 10
| Parks & Outdoor Recreation ‐ Mat‐Su Area | Denali SP ‐ Veteran's Memorial | Replace misspelled plaque and refurbish other plaque. | 25000 | 35640000 | 25000 | 35640000 | Mat‐Su Area | 10
| Parks & Outdoor Recreation ‐ Mat‐Su Area | Denali SP ‐ Veteran's Memorial | Repair trails through memorial, crack seal. | 25000 | 35665000 | 25000 | 35665000 | Mat‐Su Area | 10
| Parks & Outdoor Recreation ‐ Mat‐Su Area | Denali SP ‐ Veteran's Memorial | Stripe roadway and parking areas, crack seal asphalt. | 30000 | 35695000 | 30000 | 35695000 | Mat‐Su Area | 10
| Parks & Outdoor Recreation ‐ Mat‐Su Area | Denali SP ‐ Veteran's Memorial | Repair/replace failing retaining wall. | 125000 | 35820000 | 125000 | 35820000 | Mat‐Su Area | 10
| Parks & Outdoor Recreation ‐ Mat‐Su Area | Dry Creek State Recreation Site | Resurface and extend campsites. | 300000 | 36120000 | 300000 | 36120000 | Mat‐Su Area | 6
| Parks & Outdoor Recreation ‐ Mat‐Su Area | Dry Creek State Recreation Site | Improve trails to current standards. | 15000 | 36135000 | 15000 | 36135000 | Mat‐Su Area | 6
| Parks & Outdoor Recreation ‐ Mat‐Su Area | Dry Creek State Recreation Site | Replace campground signage. | 20000 | 36155000 | 20000 | 36155000 | Mat‐Su Area | 6
| Parks & Outdoor Recreation ‐ Mat‐Su Area | Dry Creek State Recreation Site | Replace parking bumpers, 20 picnic tables, fire pits. | 50000 | 36205000 | 50000 | 36205000 | Mat‐Su Area | 6
| Parks & Outdoor Recreation ‐ Mat‐Su Area | Finger Lake State Recreation Site | Replace water softener system at HQ building. | 5000 | 36210000 | 5000 | 36210000 | Mat‐Su Area | 7
| Parks & Outdoor Recreation ‐ Mat‐Su Area | Finger Lake State Recreation Site | Install 30 barrier rocks and replace 30 parking bumpers. | 45000 | 36405000 | 45000 | 36405000 | Mat‐Su Area | 7
| Parks & Outdoor Recreation ‐ Mat‐Su Area | Finger Lake State Recreation Site | Repair trails through park. | 20000 | 36425000 | 20000 | 36425000 | Mat‐Su Area | 7
| Parks & Outdoor Recreation ‐ Mat‐Su Area | Finger Lake State Recreation Site | Crack seal pavement and repair slumping. Pave day-use/boat launch area. | 150000 | 36575000 | 150000 | 36575000 | Mat‐Su Area | 7
| Parks & Outdoor Recreation ‐ Mat‐Su Area | Hatcher Pass SMA - Archangel Trailhead | Recondition and resurface trailhead/parking. | 300000 | 36875000 | 300000 | 36875000 | Mat‐Su Area | 9
| Parks & Outdoor Recreation ‐ Mat‐Su Area | Hatcher Pass SMA ‐ Fishhook Trailhead | Replace SST toilets with 1 single concrete vaulted toilet. | 65000 | 36940000 | 65000 | 36940000 | Mat‐Su Area | 9
| Parks & Outdoor Recreation ‐ Mat‐Su Area | Hatcher Pass SMA ‐ Fishhook Trailhead | Expand parking lot, improve circulation. | 150000 | 37090000 | 150000 | 37090000 | Mat‐Su Area | 9
| Parks & Outdoor Recreation ‐ Mat‐Su Area | Hatcher Pass SMA ‐ Fishhook Trailhead | Replace site signage. | 30000 | 37120000 | 30000 | 37120000 | Mat‐Su Area | 9
| Parks & Outdoor Recreation ‐ Mat‐Su Area | Hatcher Pass SMA - Gateway | Replace missing entrance sign near Gateway/Little Su Bridge. | 15000 | 37135000 | 15000 | 37135000 | Mat‐Su Area | 9
| Parks & Outdoor Recreation ‐ Mat‐Su Area | Hatcher Pass SMA ‐ Goldmint Trailhead | Replace SST toilets with 2 single concrete vaulted toilets. | 130000 | 37265000 | 130000 | 37265000 | Mat‐Su Area | 9
| Parks & Outdoor Recreation ‐ Mat‐Su Area | Hatcher Pass SMA ‐ Goldmint Trailhead | Replace site signage. | 5000 | 37270000 | 5000 | 37270000 | Mat‐Su Area | 9
| Parks & Outdoor Recreation ‐ Mat‐Su Area | Hatcher Pass SMA ‐ Goldmint Trailhead | Improve group campsite at Honeymoon Meadow. | 20000 | 37290000 | 20000 | 37290000 | Mat‐Su Area | 9
| Parks & Outdoor Recreation ‐ Mat‐Su Area | Hatcher Pass SMA ‐ Goldmint Trailhead | Repair trails to division standards, clear brush, and grade. | 15000 | 37305000 | 15000 | 37305000 | Mat‐Su Area | 9
| Parks & Outdoor Recreation ‐ Mat‐Su Area | Hatcher Pass SMA ‐ Government Peak Campground | Brushing trail to river, site repairs, crack seal road. | 25000 | 37330000 | 25000 | 37330000 | Mat‐Su Area | 9
| Parks & Outdoor Recreation ‐ Mat‐Su Area | Hatcher Pass SMA ‐ Government Peak Campground | Replace site signage. | 10000 | 37340000 | 10000 | 37340000 | Mat‐Su Area | 9
| Parks & Outdoor Recreation ‐ Mat‐Su Area | Hatcher Pass SMA - Mile 16 Bike Trail | Repair trail to division standards. | 25000 | 37365000 | 25000 | 37365000 | Mat‐Su Area | 9
| Parks & Outdoor Recreation ‐ Mat‐Su Area | Hatcher Pass SMA - Paradise Ski Run | Repair/expand Paradise Ski Run lower parking lot to minimize congestion. | 200000 | 37565000 | 200000 | 37565000 | Mat‐Su Area | 9
| Parks & Outdoor Recreation ‐ Mat‐Su Area | Hatcher Pass SMA ‐ Reed Lakes | Upgrade trail to upper Reed Lake to division standards. | 200000 | 37765000 | 200000 | 37765000 | Mat‐Su Area | 9
| Parks & Outdoor Recreation ‐ Mat‐Su Area | Hatcher Pass SMA ‐ Reed Lakes | Replace site signage. | 15000 | 37780000 | 15000 | 37780000 | Mat‐Su Area | 9
| Parks & Outdoor Recreation ‐ Mat‐Su Area | Hatcher Pass SMA ‐ Reed Lakes | Repair Reed Lakes Trailhead parking area. | 175000 | 37955000 | 175000 | 37955000 | Mat‐Su Area | 9
| Parks & Outdoor Recreation ‐ Mat‐Su Area | Hatcher Pass SMA ‐ Reed Lakes | Replace bulletin board and kiosk. | 25000 | 37980000 | 25000 | 37980000 | Mat‐Su Area | 9
| Parks & Outdoor Recreation ‐ Mat‐Su Area | Hatcher Pass SMA ‐ Reed Lakes | Replace toilet with single concrete vaulted toilet. | 50000 | 38030000 | 50000 | 38030000 | Mat‐Su Area | 9
| Parks & Outdoor Recreation ‐ Mat‐Su Area | Independence Mine State Historical Park | Repaint four historic buildings, exterior, aluminum paint. | 125000 | 38155000 | 125000 | 38155000 | Mat‐Su Area | 9
| Parks & Outdoor Recreation ‐ Mat‐Su Area | Independence Mine State Historical Park | Stabilization and/or reconstruction of failing portal trestle. | 350000 | 38505000 | 350000 | 38505000 | Mat‐Su Area | 9
| Parks & Outdoor Recreation ‐ Mat‐Su Area | Independence Mine State Historical Park | Assay Office Bridge/Walkway - Metal expanded decking for bridge (with SHPO approval). | 50000 | 38555000 | 50000 | 38555000 | Mat‐Su Area | 9
| Parks & Outdoor Recreation ‐ Mat‐Su Area | Independence Mine State Historical Park | Repair Gold Cord Trail to division standards. | 60000 | 38615000 | 60000 | 38615000 | Mat‐Su Area | 9
| Parks & Outdoor Recreation ‐ Mat‐Su Area | Independence Mine State Historical Park | Repair Old Mill Trail to division standards. | 25000 | 38640000 | 25000 | 38640000 | Mat‐Su Area | 9
| Parks & Outdoor Recreation ‐ Mat‐Su Area | Independence Mine State Historical Park | Crack seal pavement. Repair erosional damage to Gold Cord Road to mine. | 60000 | 38700000 | 60000 | 38700000 | Mat‐Su Area | 9
| Parks & Outdoor Recreation ‐ Mat‐Su Area | Independence Mine State Historical Park | Fuel oil cleanup at bunkhouse and about 35 barrels. | 300000 | 39000000 | 300000 | 39000000 | Mat‐Su Area | 9
| Parks & Outdoor Recreation ‐ Mat‐Su Area | Independence Mine State Historical Park | Improve bunkhouse 1 to code for occupancy. | 750000 | 39750000 | 750000 | 39750000 | Mat‐Su Area | 9
| Parks & Outdoor Recreation ‐ Mat‐Su Area | Independence Mine State Historical Park | Improve bunkhouse 2 to code for occupancy. | 750000 | 40500000 | 750000 | 40500000 | Mat‐Su Area | 9
| Parks & Outdoor Recreation ‐ Mat‐Su Area | Independence Mine State Historical Park | Old Mill roof repair and analyses to remove cables. | 350000 | 40850000 | 350000 | 40850000 | Mat‐Su Area | 9
| Parks & Outdoor Recreation ‐ Mat‐Su Area | Independence Mine State Historical Park | Refinish wood flooring in Mess Hall. | 60000 | 40910000 | 60000 | 40910000 | Mat‐Su Area | 9
| Parks & Outdoor Recreation ‐ Mat‐Su Area | Independence Mine State Historical Park | Replace interpretive displays and site signage. | 75000 | 40985000 | 75000 | 40985000 | Mat‐Su Area | 9
| Parks & Outdoor Recreation ‐ Mat‐Su Area | Independence Mine State Historical Park | Restore septic and water systems at Mess Hall. | 150000 | 41135000 | 150000 | 41135000 | Mat‐Su Area | 9
| Parks & Outdoor Recreation ‐ Mat‐Su Area | Independence Mine State Historical Park | Upgrade road to water tunnel. | 25000 | 41160000 | 25000 | 41160000 | Mat‐Su Area | 9
| Parks & Outdoor Recreation ‐ Mat‐Su Area | Independence Mine State Historical Park | Water tunnel stabilization: including engineering survey. | 2200000 | 43360000 | 2200000 | 43360000 | Mat‐Su Area | 9
| Parks & Outdoor Recreation ‐ Mat‐Su Area | King Mountain State Recreation Site | Level and refurbish campsites with gravel and make sites larger. | 100000 | 43460000 | 100000 | 43460000 | Mat‐Su Area | 9
| Parks & Outdoor Recreation ‐ Mat‐Su Area | King Mountain State Recreation Site | Recondition trails. | 25000 | 43485000 | 25000 | 43485000 | Mat‐Su Area | 9
| Parks & Outdoor Recreation ‐ Mat‐Su Area | King Mountain State Recreation Site | Remove stumps in pedestrian areas at the campground. | 35000 | 43520000 | 35000 | 43520000 | Mat‐Su Area | 9
| Parks & Outdoor Recreation ‐ Mat‐Su Area | King Mountain State Recreation Site | Replace site signage. | 30000 | 43550000 | 30000 | 43550000 | Mat‐Su Area | 9
| Parks & Outdoor Recreation ‐ Mat‐Su Area | King Mountain State Recreation Site | Replace entrance gate. | 15000 | 43565000 | 15000 | 43565000 | Mat‐Su Area | 9
| Parks & Outdoor Recreation ‐ Mat‐Su Area | King Mountain State Recreation Site | Replace old picnic shelter. | 50000 | 43615000 | 50000 | 43615000 | Mat‐Su Area | 9
| Parks & Outdoor Recreation ‐ Mat‐Su Area | King Mountain State Recreation Site | Resurface and widen roadway and improve drainage. | 160000 | 43775000 | 160000 | 43775000 | Mat‐Su Area | 9
| Parks & Outdoor Recreation ‐ Mat‐Su Area | Lake Louise State Recreation Area | Resurface roads and parking areas. Resurface and level campsites. | 350000 | 44125000 | 350000 | 44125000 | Mat‐Su Area | 9
| Parks & Outdoor Recreation ‐ Mat‐Su Area | Lake Louise State Recreation Area | Recondition and repair damaged asphalt trails to division standards. | 50000 | 44175000 | 50000 | 44175000 | Mat‐Su Area | 9
| Parks & Outdoor Recreation ‐ Mat‐Su Area | Lake Louise State Recreation Area | Repair roof on picnic shelter. | 15000 | 44190000 | 15000 | 44190000 | Mat‐Su Area | 9
| Parks & Outdoor Recreation ‐ Mat‐Su Area | Lake Louise State Recreation Area | Replace bumper logs and benches. | 100000 | 44290000 | 100000 | 44290000 | Mat‐Su Area | 9
| Parks & Outdoor Recreation ‐ Mat‐Su Area | Lake Louise State Recreation Area | Replace site signage. | 30000 | 44320000 | 30000 | 44320000 | Mat‐Su Area | 9
| Parks & Outdoor Recreation ‐ Mat‐Su Area | Liberty Falls State Recreation Site | Recondition campground loop road. | 60000 | 44380000 | 60000 | 44380000 | Mat‐Su Area | 6
| Parks & Outdoor Recreation ‐ Mat‐Su Area | Liberty Falls State Recreation Site | Replace site signage. | 30000 | 44410000 | 30000 | 44410000 | Mat‐Su Area | 6
| Parks & Outdoor Recreation ‐ Mat‐Su Area | Liberty Falls State Recreation Site | Replace 15 bumper logs, picnic tables, and benches. | 30000 | 44440000 | 30000 | 44440000 | Mat‐Su Area | 6
| Parks & Outdoor Recreation ‐ Mat‐Su Area | Matanuska Glacier State Recreation Site | Replace 3 SSTs with 3 double concrete vaulted toilets. | 350000 | 44790000 | 350000 | 44790000 | Mat‐Su Area | 9
| Parks & Outdoor Recreation ‐ Mat‐Su Area | Matanuska Glacier State Recreation Site | Extend and resurface campsites. Repair asphalt pavement. | 200000 | 44990000 | 200000 | 44990000 | Mat‐Su Area | 9
| Parks & Outdoor Recreation ‐ Mat‐Su Area | Matanuska Glacier State Recreation Site | Repaint rail fence along hillside. | 10000 | 45000000 | 10000 | 45000000 | Mat‐Su Area | 9
| Parks & Outdoor Recreation ‐ Mat‐Su Area | Matanuska Glacier State Recreation Site | Replace site signage and interpretive panels. | 30000 | 45030000 | 30000 | 45030000 | Mat‐Su Area | 9
| Parks & Outdoor Recreation ‐ Mat‐Su Area | Matanuska Lakes State Recreation Area | Rehabilitate access road to Matanuska Lake campground and day use. | 350000 | 45380000 | 350000 | 45380000 | Mat‐Su Area | 11
| Parks & Outdoor Recreation ‐ Mat‐Su Area | Matanuska Lakes State Recreation Area | Improve trails by widening and connecting existing trails. Improve east/west trail from Matanuska to Kepler Lake to ADA standards. | 225000 | 45605000 | 225000 | 45605000 | Mat‐Su Area | 11
| Parks & Outdoor Recreation ‐ Mat‐Su Area | Matanuska Lakes State Recreation Area | Replace site signage. | 30000 | 45635000 | 30000 | 45635000 | Mat‐Su Area | 11
| Parks & Outdoor Recreation ‐ Mat‐Su Area | Matanuska Lakes State Recreation Area | Replace floating boat dock (removed) on Kepler Lake. | 15000 | 45650000 | 15000 | 45650000 | Mat‐Su Area | 11
| Parks & Outdoor Recreation ‐ Mat‐Su Area | Matanuska Lakes State Recreation Area | Replace missing bulletin boards at (2) Mat Lake. Replace 15 picnic tables, benches, and fire rings. | 50000 | 45700000 | 50000 | 45700000 | Mat‐Su Area | 11
| Parks & Outdoor Recreation ‐ Mat‐Su Area | Montana Creek State Recreation Site | Pave access road and resurface parking area. | 100000 | 45800000 | 100000 | 45800000 | Mat‐Su Area | 10
| Parks & Outdoor Recreation ‐ Mat‐Su Area | Montana Creek State Recreation Site | Replace damaged bumper logs. | 30000 | 45830000 | 30000 | 45830000 | Mat‐Su Area | 10
| Parks & Outdoor Recreation ‐ Mat‐Su Area | Montana Creek State Recreation Site | Recondition trail to mouth of Montana Creek. | 30000 | 45860000 | 30000 | 45860000 | Mat‐Su Area | 10
| Parks & Outdoor Recreation ‐ Mat‐Su Area | Montana Creek State Recreation Site | Replace interpretive displays and site signage. | 30000 | 45890000 | 30000 | 45890000 | Mat‐Su Area | 10
| Parks & Outdoor Recreation ‐ Mat‐Su Area | Montana Creek State Recreation Site | Replace kiosk. | 35000 | 45925000 | 35000 | 45925000 | Mat‐Su Area | 10
| Parks & Outdoor Recreation ‐ Mat‐Su Area | Nancy Lake SRA ‐ James Lake PUC | Repair trail access/canoe landing. | 10000 | 45935000 | 10000 | 45935000 | Mat‐Su Area | 10
| Parks & Outdoor Recreation ‐ Mat‐Su Area | Nancy Lake SRA ‐ Winter Trailhead | Resurface parking area. | 150000 | 46085000 | 150000 | 46085000 | Mat‐Su Area | 10
| Parks & Outdoor Recreation ‐ Mat‐Su Area | Nancy Lake State Recreation Area | Mitigate beetle kill trees. | 310000 | 46395000 | 310000 | 46395000 | Mat‐Su Area | 10
| Parks & Outdoor Recreation ‐ Mat‐Su Area | Nancy Lake State Recreation Area | Canoe Trail System: Replace boardwalk/upgrade portages, dispose creosoted lumber. | 300000 | 46695000 | 300000 | 46695000 | Mat‐Su Area | 10
| Parks & Outdoor Recreation ‐ Mat‐Su Area | Nancy Lake State Recreation Area | Repair South Rolly Overlook picnic shelters. Replace roofs. | 25000 | 46720000 | 25000 | 46720000 | Mat‐Su Area | 10
| Parks & Outdoor Recreation ‐ Mat‐Su Area | Nancy Lake State Recreation Area | Replace 20 picnic tables and anchor 70. Replace tables and fire rings at South Rolly Overlook and canoe trailheads. Replace gates at South Rolly and Nancy Lake campgrounds. Concrete Parking Bumpers. | 75000 | 46795000 | 75000 | 46795000 | Mat‐Su Area | 10
| Parks & Outdoor Recreation ‐ Mat‐Su Area | Nancy Lake State Recreation Area | Nancy Lake Office: Repair volunteer housing. | 20000 | 46815000 | 20000 | 46815000 | Mat‐Su Area | 10
| Parks & Outdoor Recreation ‐ Mat‐Su Area | Nancy Lake State Recreation Area | Recondition 15 campsites along Lynx Lake Canoe trails. | 85000 | 46900000 | 85000 | 46900000 | Mat‐Su Area | 10
| Parks & Outdoor Recreation ‐ Mat‐Su Area | Nancy Lake State Recreation Area | Replace Lynx Lake PUC #1. | 70000 | 46970000 | 70000 | 46970000 | Mat‐Su Area | 10
| Parks & Outdoor Recreation ‐ Mat‐Su Area | Nancy Lake State Recreation Area | Replace Nancy Lake Cabin #4. | 70000 | 47040000 | 70000 | 47040000 | Mat‐Su Area | 10
| Parks & Outdoor Recreation ‐ Mat‐Su Area | Nancy Lake State Recreation Area | Replace site signage. | 30000 | 47070000 | 30000 | 47070000 | Mat‐Su Area | 10
| Parks & Outdoor Recreation ‐ Mat‐Su Area | Nancy Lake State Recreation Area | Replace Nancy Lake Cabin #3. | 60000 | 47130000 | 60000 | 47130000 | Mat‐Su Area | 10
| Parks & Outdoor Recreation ‐ Mat‐Su Area | Nancy Lake State Recreation Area | Replace Red Shirt Lake Cabin #1. | 60000 | 47190000 | 60000 | 47190000 | Mat‐Su Area | 10
| Parks & Outdoor Recreation ‐ Mat‐Su Area | Nancy Lake State Recreation Area | Replace Red Shirt Lake Cabin #2. | 60000 | 47250000 | 60000 | 47250000 | Mat‐Su Area | 10
| Parks & Outdoor Recreation ‐ Mat‐Su Area | Nancy Lake State Recreation Area | Replace Red Shirt Lake Cabin #3. | 60000 | 47310000 | 60000 | 47310000 | Mat‐Su Area | 10
| Parks & Outdoor Recreation ‐ Mat‐Su Area | Nancy Lake State Recreation Area | Replace Red Shirt Lake Cabin #4. | 60000 | 47370000 | 60000 | 47370000 | Mat‐Su Area | 10
| Parks & Outdoor Recreation ‐ Mat‐Su Area | Nancy Lake State Recreation Area | Repair Red Shirt Host Cabin foundation. | 15000 | 47385000 | 15000 | 47385000 | Mat‐Su Area | 10
| Parks & Outdoor Recreation ‐ Mat‐Su Area | Nancy Lake State Recreation Area | Upgrade Butterfly Lake Trails to division standards. | 150000 | 47535000 | 150000 | 47535000 | Mat‐Su Area | 10
| Parks & Outdoor Recreation ‐ Mat‐Su Area | Nancy Lake State Recreation Area | Improve existing old launch ramp at South Rolly Campground. | 35000 | 47570000 | 35000 | 47570000 | Mat‐Su Area | 10
| Parks & Outdoor Recreation ‐ Mat‐Su Area | Nancy Lake State Recreation Area | Upgrade Red Shirt Lake trail to division standards. | 75000 | 47645000 | 75000 | 47645000 | Mat‐Su Area | 10
| Parks & Outdoor Recreation ‐ Mat‐Su Area | Nancy Lake State Recreation Area | Repair Nordic ski trails to division standards. | 100000 | 47745000 | 100000 | 47745000 | Mat‐Su Area | 10
| Parks & Outdoor Recreation ‐ Mat‐Su Area | Nancy Lake State Recreation Site | Replace fireplaces, and parking bumpers. | 35000 | 47780000 | 35000 | 47780000 | Mat‐Su Area | 10
| Parks & Outdoor Recreation ‐ Mat‐Su Area | Nancy Lake State Recreation Site | Resurface access road, parking areas, and campsites. | 200000 | 47980000 | 200000 | 47980000 | Mat‐Su Area | 10
| Parks & Outdoor Recreation ‐ Mat‐Su Area | Porcupine Creek State Recreation Site | Rebuild access road. Resurface campground road and campsites. | 220000 | 48200000 | 220000 | 48200000 | Mat‐Su Area | 6
| Parks & Outdoor Recreation ‐ Mat‐Su Area | Porcupine Creek State Recreation Site | Replace 15 picnic tables. | 20000 | 48220000 | 20000 | 48220000 | Mat‐Su Area | 6
| Parks & Outdoor Recreation ‐ Mat‐Su Area | Porcupine Creek State Recreation Site | Replace site signage. | 30000 | 48250000 | 30000 | 48250000 | Mat‐Su Area | 6
| Parks & Outdoor Recreation ‐ Mat‐Su Area | Rocky Lake State Recreation Site | Resurface road and campsites. | 65000 | 48315000 | 65000 | 48315000 | Mat‐Su Area | 8
| Parks & Outdoor Recreation ‐ Mat‐Su Area | Rocky Lake State Recreation Site | Replace 10 picnic tables. | 12000 | 48327000 | 12000 | 48327000 | Mat‐Su Area | 8
| Parks & Outdoor Recreation ‐ Mat‐Su Area | Rocky Lake State Recreation Site | Replace site signage. | 30000 | 48357000 | 30000 | 48357000 | Mat‐Su Area | 8
| Parks & Outdoor Recreation ‐ Mat‐Su Area | Squirrel Creek State Recreation Site | Resurface campsites and campground loop road. | 90000 | 48447000 | 90000 | 48447000 | Mat‐Su Area | 6
| Parks & Outdoor Recreation ‐ Mat‐Su Area | Squirrel Creek State Recreation Site | Replace site signage. | 30000 | 48477000 | 30000 | 48477000 | Mat‐Su Area | 6
| Parks & Outdoor Recreation ‐ Mat‐Su Area | Squirrel Creek State Recreation Site | Replace all fire rings. | 50000 | 48527000 | 50000 | 48527000 | Mat‐Su Area | 6
| Parks & Outdoor Recreation ‐ Mat‐Su Area | Summit Lake State Recreation Site | Resurface existing parking area. | 35000 | 48562000 | 35000 | 48562000 | Mat‐Su Area | 9
| Parks & Outdoor Recreation ‐ Mat‐Su Area | Summit Lake State Recreation Site | Recondition/harden loop trail to viewpoint and lake. | 50000 | 48612000 | 50000 | 48612000 | Mat‐Su Area | 9
| Parks & Outdoor Recreation ‐ Mat‐Su Area | Summit Lake State Recreation Site | Replace site signage. | 5000 | 48617000 | 5000 | 48617000 | Mat‐Su Area | 9
| Parks & Outdoor Recreation ‐ Mat‐Su Area | Willow Creek State Recreation Area | Replace fee stations with new covered fee stations to division standards. | 50000 | 48667000 | 50000 | 48667000 | Mat‐Su Area | 10
| Parks & Outdoor Recreation ‐ Mat‐Su Area | Willow Creek State Recreation Area | Resurface roads and parking areas. Level and resurface campsites. Pave day-use parking. | 450000 | 49117000 | 450000 | 49117000 | Mat‐Su Area | 10
| Parks & Outdoor Recreation ‐ Mat‐Su Area | Willow Creek State Recreation Area | Replace five old SST latrines with five double concrete vaulted toilets. | 600000 | 49717000 | 600000 | 49717000 | Mat‐Su Area | 10
| Parks & Outdoor Recreation ‐ Mat‐Su Area | Willow Creek State Recreation Area | Recondition fishing access trails and raft take-out. | 60000 | 49777000 | 60000 | 49777000 | Mat‐Su Area | 10
| Parks & Outdoor Recreation ‐ Mat‐Su Area | Willow Creek State Recreation Area | Replace site signage. | 25000 | 49802000 | 25000 | 49802000 | Mat‐Su Area | 10
| Parks & Outdoor Recreation ‐ Mat‐Su Area | Willow Creek State Recreation Area | Replace stolen gate and main campground | 10000 | 49812000 | 10000 | 49812000 | Mat‐Su Area | 10
| Parks & Outdoor Recreation ‐ Mat‐Su Area | Willow Creek State Recreation Area | Relocate elevated walkway. Stabilize riverbank. | 390000 | 50202000 | 390000 | 50202000 | Mat‐Su Area | 10
| Parks & Outdoor Recreation ‐ Northern Area | Big Delta State Historical Park | Replace front and back decks and outside rear staircase. | 50000 | 50252000 | 50000 | 50252000 | Northern Area | 9
| Parks & Outdoor Recreation ‐ Northern Area | Big Delta State Historical Park | Stabilize and armor unstable riverbank threatening historic buildings and structures. | 500000 | 50752000 | 500000 | 50752000 | Northern Area | 9
| Parks & Outdoor Recreation ‐ Northern Area | Big Delta State Historical Park | Restore WAMCATS telegraph station building, WAMCATS Military Residence, and ARC Outbuilding lighting and electrical system. | 50000 | 50802000 | 50000 | 50802000 | Northern Area | 9
| Parks & Outdoor Recreation ‐ Northern Area | Big Delta State Historical Park | Replace rotten roof logs on Homestead Outbuilding (Museum). | 35000 | 50837000 | 35000 | 50837000 | Northern Area | 9
| Parks & Outdoor Recreation ‐ Northern Area | Big Delta State Historical Park | Restore Roadhouse interior and interpret. | 300000 | 51137000 | 300000 | 51137000 | Northern Area | 9
| Parks & Outdoor Recreation ‐ Northern Area | Big Delta State Historical Park | Replace garden fence and poultry and livestock pens. | 25000 | 51162000 | 25000 | 51162000 | Northern Area | 9
| Parks & Outdoor Recreation ‐ Northern Area | Big Delta State Historical Park | Conform all visitor facilities in roadhouse for ADA access. | 75000 | 51237000 | 75000 | 51237000 | Northern Area | 9
| Parks & Outdoor Recreation ‐ Northern Area | Big Delta State Historical Park | Design and reconstruct entrance to Rika's Roadhouse to include ARC Garage. | 100000 | 51337000 | 100000 | 51337000 | Northern Area | 9
| Parks & Outdoor Recreation ‐ Northern Area | Big Delta State Historical Park | Replace toilet with double concrete vaulted toilet. | 125000 | 51462000 | 125000 | 51462000 | Northern Area | 9
| Parks & Outdoor Recreation ‐ Northern Area | Big Delta State Historical Park | Replace dump station bulletin board. | 8000 | 51470000 | 8000 | 51470000 | Northern Area | 9
| Parks & Outdoor Recreation ‐ Northern Area | Big Delta State Historical Park | Improve campsites near entrance. | 35000 | 51505000 | 35000 | 51505000 | Northern Area | 9
| Parks & Outdoor Recreation ‐ Northern Area | Big Delta State Historical Park | Raise, repair roof, and refurbish Alaska Road Commission (ARC) Garage to provide visitor center. | 800000 | 52305000 | 800000 | 52305000 | Northern Area | 9
| Parks & Outdoor Recreation ‐ Northern Area | Big Delta State Historical Park | Oil logs, pest control, chink walls to weatherproof (Ferryman's Cabin, Barn, Museum, Roadhouse, ARC Outbuilding, WAMCATS Telegraph Building, WAMCATS Military Residence). | 40000 | 52345000 | 40000 | 52345000 | Northern Area | 9
| Parks & Outdoor Recreation ‐ Northern Area | Big Delta State Historical Park | Restore Cold Cache and delineate WAMCATS Stable Site. | 75000 | 52420000 | 75000 | 52420000 | Northern Area | 9
| Parks & Outdoor Recreation ‐ Northern Area | Big Delta State Historical Park | Chip seal all parking / camping sites and replace parking bumpers. Chip seal remainder of access roads. | 200000 | 52620000 | 200000 | 52620000 | Northern Area | 9
| Parks & Outdoor Recreation ‐ Northern Area | Birch Lake State Recreation Site | Fill and relevel pads and parking area. Re-establish 2 additional parking spaces in front of public use cabin for circulation safety. | 75000 | 52695000 | 75000 | 52695000 | Northern Area | 6
| Parks & Outdoor Recreation ‐ Northern Area | Birch Lake State Recreation Site | Relocate entrance sign to first, more visible entrance. | 10000 | 52705000 | 10000 | 52705000 | Northern Area | 6
| Parks & Outdoor Recreation ‐ Northern Area | Birch Lake State Recreation Site | Replace fee station with covered fee station. | 35000 | 52740000 | 35000 | 52740000 | Northern Area | 6
| Parks & Outdoor Recreation ‐ Northern Area | Chena Pump State Recreation Site | Recondition loop road, river access road, and parking; grade resurface & drainage. | 150000 | 52890000 | 150000 | 52890000 | Northern Area | 5
| Parks & Outdoor Recreation ‐ Northern Area | Chena Pump State Recreation site | Replace 2 barbeque grills and 2 fire pits, 8 picnic tables and 16 parking bumpers. | 30000 | 52920000 | 30000 | 52920000 | Northern Area | 5
| Parks & Outdoor Recreation ‐ Northern Area | Chena Pump State Recreation Site | Replace site and highway signage. | 30000 | 52950000 | 30000 | 52950000 | Northern Area | 5
| Parks & Outdoor Recreation ‐ Northern Area | Chena Pump State Recreation Site | Upgrade fee kiosk station. | 35000 | 53085000 | 35000 | 53085000 | Northern Area | 5
| Parks & Outdoor Recreation ‐ Northern Area | Chena Pump State Recreation site | Install 3 interpretive signs. | 25000 | 53110000 | 25000 | 53110000 | Northern Area | 5
| Parks & Outdoor Recreation - Northern Area | Chena Pump State Recreation Site | Rebuild historic cabin/foundation. | 100000 | 53210000 | 100000 | 53210000 | Northern Area | 5
| Parks & Outdoor Recreation ‐ Northern Area | Chena River SRA - Areawide | Resurface river access roads to dispersed sites. (26.7, 28.2, 28.6, 29.4, 29.5, 31.4, 38.2, 39.6, 42.3, 42.9, 43, 43.7, 43.9, 44.1, 45.5, & 47.2). | 350000 | 53560000 | 350000 | 53560000 | Northern Area | 6
| Parks & Outdoor Recreation ‐ Northern Area | Chena River SRA - Areawide | Replace tables and fire rings. | 50000 | 53610000 | 50000 | 53610000 | Northern Area | 6
| Parks & Outdoor Recreation ‐ Northern Area | Chena River SRA - Areawide | Replace shot and missing trail marker signs and mile‐posts. Replace and improve directional signs on trails. | 20000 | 53930000 | 20000 | 53930000 | Northern Area | 6
| Parks & Outdoor Recreation ‐ Northern Area | Chena River SRA ‐ Angel Rocks Trailhead | Make well ADA accessible and replace parts. | 10000 | 53940000 | 10000 | 53940000 | Northern Area | 6
| Parks & Outdoor Recreation ‐ Northern Area | Chena River SRA ‐ Angel Rocks Trailhead | Improve overflow parking and pave parking area and access road. | 200000 | 54140000 | 200000 | 54140000 | Northern Area | 6
| Parks & Outdoor Recreation ‐ Northern Area | Chena River SRA ‐ Colorado Creek Trailhead | Fill and level parking area. Install parking bumpers/replace bulletin. | 50000 | 54190000 | 50000 | 54190000 | Northern Area | 6
| Parks & Outdoor Recreation ‐ Northern Area | Chena River SRA ‐ Colorado Creek Trailhead | Replace parking bumpers. | 10000 | 54200000 | 10000 | 54200000 | Northern Area | 6
| Parks & Outdoor Recreation ‐ Northern Area | Chena River SRA ‐ Colorado Creek Trailhead | Rehabilitate Colorado Creek Trail bridges. Replace bulletin boards. | 20000 | 54220000 | 20000 | 54220000 | Northern Area | 6
| Parks & Outdoor Recreation ‐ Northern Area | Chena River SRA ‐ Colorado Creek Trailhead | Make well ADA accessible and replace parts. | 22000 | 54242000 | 22000 | 54242000 | Northern Area | 6
| Parks & Outdoor Recreation ‐ Northern Area | Chena River SRA ‐ East Fork Trail | Reroute trail to sustainable alignment. | 125000 | 54367000 | 125000 | 54367000 | Northern Area | 6
| Parks & Outdoor Recreation ‐ Northern Area | Chena River SRA ‐ Lower Chena Dome Trailhead | Replace water well. | 25000 | 54392000 | 25000 | 54392000 | Northern Area | 6
| Parks & Outdoor Recreation ‐ Northern Area | Chena River SRA ‐ Lower Chena Dome Trailhead | Replace entrance sign. | 6000 | 54398000 | 6000 | 54398000 | Northern Area | 6
| Parks & Outdoor Recreation ‐ Northern Area | Chena River SRA ‐ Mile 39.6 River Access | Replace 2 old pit toilets with new pit toilet. | 130000 | 54528000 | 130000 | 54528000 | Northern Area | 6
| Parks & Outdoor Recreation ‐ Northern Area | Chena River SRA ‐ Mile 43 Lou's Put-In | Improve heavily used river access site; designate parking/picnic sites, define boat launch, upgrade road. | 150000 | 54678000 | 150000 | 54678000 | Northern Area | 6
| Parks & Outdoor Recreation ‐ Northern Area | Chena River SRA ‐ Mile 48 North Fork Pond | Upgrade access road and picnic sites & campsites. | 40000 | 54718000 | 40000 | 54718000 | Northern Area | 6
| Parks & Outdoor Recreation ‐ Northern Area | Chena River SRA ‐ North Fork Public Use Cabin | Modify access and porch to meet ADA standards. | 30000 | 54748000 | 30000 | 54748000 | Northern Area | 6
| Parks & Outdoor Recreation ‐ Northern Area | Chena River SRA ‐ Red Squirrel Campground | Develop nature trail to connect picnic shelters and camping via pedestrian bridge. | 50000 | 54798000 | 50000 | 54798000 | Northern Area | 6
| Parks & Outdoor Recreation ‐ Northern Area | Chena River SRA ‐ Rosehip Campground | Upgrade Nature Trail bulletin board at trailhead and trail signing. | 10000 | 54808000 | 10000 | 54808000 | Northern Area | 6
| Parks & Outdoor Recreation ‐ Northern Area | Chena River SRA ‐ South Fork Chena River | Relocate river crossing downstream to avoid dangerous open water. | 15000 | 54823000 | 15000 | 54823000 | Northern Area | 6
| Parks & Outdoor Recreation ‐ Northern Area | Chena River SRA ‐ South Fork Chena River | Expand trailhead parking area; grade, level, and fill access road at MP 31.4. | 55000 | 54878000 | 55000 | 54878000 | Northern Area | 6
| Parks & Outdoor Recreation ‐ Northern Area | Chena River SRA ‐ South Fork Chena River | Clear and widen South Fork Trail. | 50000 | 54928000 | 50000 | 54928000 | Northern Area | 6
| Parks & Outdoor Recreation ‐ Northern Area | Chena River SRA ‐ Stiles Creek Extension | Resurface roads and trailhead parking area. | 300000 | 55228000 | 300000 | 55228000 | Northern Area | 6
| Parks & Outdoor Recreation - Northern Area | Chena River SRA - Stiles Creek Shooting Range | Resurface access road, parking, and shooting range. | 200000 | 55428000 | 200000 | 55428000 | Northern Area | 6
| Parks & Outdoor Recreation ‐ Northern Area | Chena River SRA ‐ Tors Trail/TH Campground | Replace water well. | 20000 | 55448000 | 20000 | 55448000 | Northern Area | 6
| Parks & Outdoor Recreation ‐ Northern Area | Chena River SRA ‐ Tors Trail/TH Campground | Pave entrance to eliminate potholing and upgrade circulation pattern. | 175000 | 55623000 | 175000 | 55623000 | Northern Area | 6
| Parks & Outdoor Recreation ‐ Northern Area | Chena River SRA ‐ Tors Trail/TH Campground | Repair vandalism, paint at Tors Trail shelter cabin. | 10000 | 55633000 | 10000 | 55633000 | Northern Area | 6
| Parks & Outdoor Recreation ‐ Northern Area | Chena River SRA ‐ Tors Trail/TH Campground | Replace site signage. | 40000 | 55673000 | 40000 | 55673000 | Northern Area | 6
| Parks & Outdoor Recreation ‐ Northern Area | Chena River SRA ‐ Twin Bears Camp | Restore foundation on Bunkhouses. | 76000 | 55749000 | 76000 | 55749000 | Northern Area | 6
| Parks & Outdoor Recreation ‐ Northern Area | Chena River SRA ‐ Twin Bears Camp | Repair gutter, doors, plumbing, pantry, renovate seating area. | 75000 | 55824000 | 75000 | 55824000 | Northern Area | 6
| Parks & Outdoor Recreation ‐ Northern Area | Chena River SRA ‐ Twin Bears Camp | Improve trail (2km) to meet ADA standards at Twin Bears (MP 30.0). | 20000 | 55844000 | 20000 | 55844000 | Northern Area | 6
| Parks & Outdoor Recreation - Northern Area | Chena River SRA - Twin Bears Camp | Install solar panel and battery power system. | 20000 | 55864000 | 20000 | 55864000 | Northern Area | 6
| Parks & Outdoor Recreation - Northern Area | Chena River SRA - Twin Bears Camp | Replace plumbing system: pump, distribution, and faucets. | 40000 | 55904000 | 40000 | 55904000 | Northern Area | 6
| Parks & Outdoor Recreation - Northern Area | Chena River SRA - Twin Bears Camp | 2 shower houses: replace flooring, sheetrock, door, shower stalls, water heater, sinks, and washer & dryer. | 30000 | 55934000 | 30000 | 55934000 | Northern Area | 6
| Parks & Outdoor Recreation - Northern Area | Chena River SRA - Twin Bears Camp | Replace old fiberglass roofs with shingles on 3 cabins. | 10000 | 55944000 | 10000 | 55944000 | Northern Area | 6
| Parks & Outdoor Recreation - Northern Area | Chena River SRA - Twin Bears Camp | Replace outdoor group fire-rings and benches. Replace entrance gate with fencing. | 10000 | 55954000 | 10000 | 55954000 | Northern Area | 6
| Parks & Outdoor Recreation ‐ Northern Area | Chena River SRA ‐ Upper Chena Dome Trailhead | Replace cabin. | 60000 | 56014000 | 60000 | 56014000 | Northern Area | 6
| Parks & Outdoor Recreation ‐ Northern Area | Chena River State Recreation Site | Replace 10 fire pits, 20 picnic tables, 50 signposts, and 5 benches. | 45000 | 56059000 | 45000 | 56059000 | Northern Area | 1
| Parks & Outdoor Recreation ‐ Northern Area | Chena River State Recreation Site | Replace doors, skylights, plumbing, and fixtures and paint four toilets. | 160000 | 56219000 | 160000 | 56219000 | Northern Area | 1
| Parks & Outdoor Recreation ‐ Northern Area | Chena River State Recreation Site | Recondition parking pads (20’ x 35’) and gravel pads (25’ x 25’) Recondition campground loop roads. | 200000 | 56419000 | 200000 | 56419000 | Northern Area | 1
| Parks & Outdoor Recreation ‐ Northern Area | Chena River State Recreation Site | Resurface campsites, tent pads, trail, campground loop. | 215000 | 56634000 | 215000 | 56634000 | Northern Area | 1
| Parks & Outdoor Recreation ‐ Northern Area | Chena River State Recreation Site | Recondition access road by surfacing and grading. | 250000 | 56884000 | 250000 | 56884000 | Northern Area | 1
| Parks & Outdoor Recreation ‐ Northern Area | Chena River State Recreation Site | Replace site signage. | 20000 | 56904000 | 20000 | 56904000 | Northern Area | 1
| Parks & Outdoor Recreation ‐ Northern Area | Chena River State Recreation Site | Replace holding tank at host site. | 25000 | 56929000 | 25000 | 56929000 | Northern Area | 1
| Parks & Outdoor Recreation ‐ Northern Area | Chena River State Recreation Site | Pave riverside trail ADA accessibility. | 100000 | 57029000 | 100000 | 57029000 | Northern Area | 1
| Parks & Outdoor Recreation ‐ Northern Area | Delta State Recreation Site | Replace existing toilets (2) with 2 concrete vaulted toilets. | 200000 | 57229000 | 200000 | 57229000 | Northern Area | 9
| Parks & Outdoor Recreation ‐ Northern Area | Delta State Recreation Site | Repair heating system in host cabin. | 15000 | 57244000 | 15000 | 57244000 | Northern Area | 9
| Parks & Outdoor Recreation - Northern Area | Delta State Recreation Site | Install well and hand pump. | 100000 | 57344000 | 100000 | 57344000 | Northern Area | 9
| Parks & Outdoor Recreation ‐ Northern Area | Delta State Recreation Site | Recondition roadway, extend campsites, drainage(s) tent pads, campground loop. | 200000 | 57544000 | 200000 | 57544000 | Northern Area | 9
| Parks & Outdoor Recreation ‐ Northern Area | Delta State Recreation Site | Replace parking bumpers, tables, and fire rings. Replace barrier rails with barrier rocks. | 75000 | 57619000 | 75000 | 57619000 | Northern Area | 9
| Parks & Outdoor Recreation ‐ Northern Area | Delta State Recreation Site | Improve access/parking for latrine #2. | 10000 | 57629000 | 10000 | 57629000 | Northern Area | 9
| Parks & Outdoor Recreation ‐ Northern Area | Delta State Recreation Site | Replace site signage. | 20000 | 57649000 | 20000 | 57649000 | Northern Area | 9
| Parks & Outdoor Recreation ‐ Northern Area | Donnelly Creek State Recreation Site | Recondition roadway, extend campsites, tent pads, campground loop, drainages improvements. Refurbish group camping area. | 225000 | 57874000 | 225000 | 57874000 | Northern Area | 9
| Parks & Outdoor Recreation ‐ Northern Area | Donnelly Creek State Recreation Site | Replace site signage. | 40000 | 57914000 | 40000 | 57914000 | Northern Area | 9
| Parks & Outdoor Recreation ‐ Northern Area | Donnelly Creek State Recreation Site | Recondition access road by widening, surfacing, and grading. | 150000 | 58064000 | 150000 | 58064000 | Northern Area | 9
| Parks & Outdoor Recreation ‐ Northern Area | Donnelly Creek State Recreation Site | Replace tables, benches, fire pits and bumpers. | 35000 | 58099000 | 35000 | 58099000 | Northern Area | 9
| Parks & Outdoor Recreation ‐ Northern Area | Eagle Trail State Recreation Site | Replace highway signs and site signage. | 45000 | 58144000 | 45000 | 58144000 | Northern Area | 6
| Parks & Outdoor Recreation ‐ Northern Area | Eagle Trail State Recreation Site | Resurface access and campground roads. | 350000 | 58494000 | 350000 | 58494000 | Northern Area | 6
| Parks & Outdoor Recreation ‐ Northern Area | Eagle Trail State Recreation Site | Replace picnic tables and fire rings. | 50000 | 58544000 | 50000 | 58544000 | Northern Area | 6
| Parks & Outdoor Recreation ‐ Northern Area | Eagle Trail State Recreation Site | Replace water well. | 30000 | 58574000 | 30000 | 58574000 | Northern Area | 6
| Parks & Outdoor Recreation ‐ Northern Area | Eagle Trail State Recreation Site | Replace roof, heating, and renovate volunteer housing. | 30000 | 58604000 | 30000 | 58604000 | Northern Area | 6
| Parks & Outdoor Recreation ‐ Northern Area | Eagle Trail State Recreation Site | Resurface trailhead parking. | 75000 | 58679000 | 75000 | 58679000 | Northern Area | 6
| Parks & Outdoor Recreation ‐ Northern Area | Eagle Trail State Recreation Site | Replace bulletin board and shelter roof. | 25000 | 58704000 | 25000 | 58704000 | Northern Area | 6
| Parks & Outdoor Recreation ‐ Northern Area | Fielding Lake State Recreation Site | Replace highway signs. | 30000 | 58734000 | 30000 | 58734000 | Northern Area | 9
| Parks & Outdoor Recreation ‐ Northern Area | Fielding Lake State Recreation Site | Resurface roads, parking, and campsites. | 300000 | 59034000 | 300000 | 59034000 | Northern Area | 9
| Parks & Outdoor Recreation ‐ Northern Area | Fielding Lake State Recreation Site | Replace existing toilet with concrete vaulted toilets. | 100000 | 59134000 | 100000 | 59134000 | Northern Area | 9
| Parks & Outdoor Recreation ‐ Northern Area | Fielding Lake State Recreation Site | Remove or redirect use of trespass cabin. | 20000 | 59154000 | 20000 | 59154000 | Northern Area | 9
| Parks & Outdoor Recreation ‐ Northern Area | Harding Lake State Recreation Area | Replace highway signs. | 30000 | 59184000 | 30000 | 59184000 | Northern Area | 6
| Parks & Outdoor Recreation ‐ Northern Area | Harding Lake State Recreation Area | Rehabilitate roads and walk-in sites. | 75000 | 59259000 | 75000 | 59259000 | Northern Area | 6
| Parks & Outdoor Recreation ‐ Northern Area | Harding Lake State Recreation Area | Replace 35 tables. | 35000 | 59294000 | 35000 | 59294000 | Northern Area | 6
| Parks & Outdoor Recreation ‐ Northern Area | Harding Lake State Recreation Area | Pressurize campground well and meet ADEC requirements. | 80000 | 59374000 | 80000 | 59374000 | Northern Area | 6
| Parks & Outdoor Recreation ‐ Northern Area | Harding Lake State Recreation Area | Replace interpretive displays and site signage. | 85000 | 59459000 | 85000 | 59459000 | Northern Area | 6
| Parks & Outdoor Recreation ‐ Northern Area | Harding Lake State Recreation Area | Upgrade interior lighting, install heat system, and flammable storage locker in Garage / Shop. | 50000 | 59509000 | 50000 | 59509000 | Northern Area | 6
| Parks & Outdoor Recreation ‐ Northern Area | Harding Lake State Recreation Area | Replace dry well near beach and install new well in back camp loop. | 30000 | 59539000 | 30000 | 59539000 | Northern Area | 6
| Parks & Outdoor Recreation ‐ Northern Area | Harding Lake State Recreation Area | Rehabilitate ball field, volleyball, and horseshoe pits. | 100000 | 59639000 | 100000 | 59639000 | Northern Area | 6
| Parks & Outdoor Recreation ‐ Northern Area | Lower Chatanika River State Recreation Area ‐ Olnes Pond | Design and implement landscape plan to reclaim shoreline, seed and plant. | 50000 | 59689000 | 50000 | 59689000 | Northern Area | 6
| Parks & Outdoor Recreation ‐ Northern Area | Lower Chatanika River State Recreation Area ‐ Olnes Pond | Replace 2 toilets with 2 single concrete vaulted toilets. | 150000 | 59839000 | 150000 | 59839000 | Northern Area | 4
| Parks & Outdoor Recreation ‐ Northern Area | Lower Chatanika River State Recreation Area ‐ Olnes Pond | Improve swim beach; separate swim area from parking and traffic. | 30000 | 59869000 | 30000 | 59869000 | Northern Area | 4
| Parks & Outdoor Recreation ‐ Northern Area | Lower Chatanika River State Recreation Area ‐ Whitefish Campground | Pave entrance road. | 100000 | 59969000 | 100000 | 59969000 | Northern Area | 4
| Parks & Outdoor Recreation ‐ Northern Area | Lower Chatanika River State Recreation Area ‐ Whitefish Campground | Replace 2 toilets with 2 single concrete vaulted toilets. | 150000 | 60119000 | 150000 | 60119000 | Northern Area | 4
| Parks & Outdoor Recreation ‐ Northern Area | Quartz Lake State Recreation Area | Improve beach, dredge for boat mooring, and install boat mooring docks. | 150000 | 60269000 | 150000 | 60269000 | Northern Area | 9
| Parks & Outdoor Recreation ‐ Northern Area | Quartz Lake State Recreation Area | Lengthen, level, and surface all parking sites and replace parking bumpers. | 300000 | 60569000 | 300000 | 60569000 | Northern Area | 9
| Parks & Outdoor Recreation ‐ Northern Area | Quartz Lake State Recreation Area | Repair and extend single boat ramp. | 90000 | 60659000 | 90000 | 60659000 | Northern Area | 9
| Parks & Outdoor Recreation ‐ Northern Area | Quartz Lake State Recreation Area | Dredge boat launches. | 100000 | 60759000 | 100000 | 60759000 | Northern Area | 9
| Parks & Outdoor Recreation ‐ Northern Area | Quartz Lake State Recreation Area | Replace water well. | 30000 | 60789000 | 30000 | 60789000 | Northern Area | 9
| Parks & Outdoor Recreation ‐ Northern Area | Quartz Lake State Recreation Area | Replace retaining wall along fishing access trail. | 60000 | 60849000 | 60000 | 60849000 | Northern Area | 9
| Parks & Outdoor Recreation ‐ Northern Area | Quartz Lake State Recreation Area | Rehabilitate existing fishing pier; relocate bulkhead and repair or relocate ADA fishing access trail. | 175000 | 61024000 | 175000 | 61024000 | Northern Area | 9
| Parks & Outdoor Recreation ‐ Northern Area | Quartz Lake State Recreation Area | Replace site signage. | 30000 | 61054000 | 30000 | 61054000 | Northern Area | 9
| Parks & Outdoor Recreation ‐ Northern Area | Quartz Lake State Recreation Area | Chip seal access road and campground. | 300000 | 61354000 | 300000 | 61354000 | Northern Area | 9
| Parks & Outdoor Recreation ‐ Northern Area | Quartz Lake State Recreation Area | Repair and extend double boat ramp. | 200000 | 61554000 | 200000 | 61554000 | Northern Area | 9
| Parks & Outdoor Recreation ‐ Northern Area | Quartz Lake State Recreation Area ‐ Lost Lake Campground | Replace highway signs. | 30000 | 61584000 | 30000 | 61584000 | Northern Area | 9
| Parks & Outdoor Recreation ‐ Northern Area | Quartz Lake State Recreation Area ‐ Lost Lake Campground | Replace listing dock at Lost Lake. | 100000 | 61684000 | 100000 | 61684000 | Northern Area | 9
| Parks & Outdoor Recreation ‐ Northern Area | Quartz Lake State Recreation Area ‐ Lost Lake Campground | Chip seal road and parking sites. | 200000 | 61884000 | 200000 | 61884000 | Northern Area | 9
| Parks & Outdoor Recreation ‐ Northern Area | Quartz Lake State Recreation Area ‐ Lost Lake Campground | Replace toilet with single concrete vaulted toilet. | 75000 | 61959000 | 75000 | 61959000 | Northern Area | 9
| Parks & Outdoor Recreation ‐ Northern Area | Salcha River State Recreation Site | Replace water well. | 20000 | 61979000 | 20000 | 61979000 | Northern Area | 6
| Parks & Outdoor Recreation ‐ Northern Area | Salcha River State Recreation Site | Resurface day‐use and all camp sites and roadways. | 150000 | 62129000 | 150000 | 62129000 | Northern Area | 6
| Parks & Outdoor Recreation ‐ Northern Area | Salcha River State Recreation Site | Replace woodshed and storage shed needed for lawn care, maintenance equipment, and cleaning supplies to prevent theft. | 20000 | 62149000 | 20000 | 62149000 | Northern Area | 6
| Parks & Outdoor Recreation ‐ Northern Area | Salcha River State Recreation Site | Replace barrier rails and posts with barrier rocks. | 20000 | 62169000 | 20000 | 62169000 | Northern Area | 6
| Parks & Outdoor Recreation ‐ Northern Area | Salcha River State Recreation Site | Resurface roads, parking areas, and campsites. Pave main roadway. | 200000 | 62369000 | 200000 | 62369000 | Northern Area | 6
| Parks & Outdoor Recreation ‐ Northern Area | Salcha River State Recreation Site | Survey property line, rehabilitate group use on gravel bar. | 40000 | 62409000 | 40000 | 62409000 | Northern Area | 6
| Parks & Outdoor Recreation ‐ Northern Area | Salcha River State Recreation Site | Replace 10 fire rings, 4 for campsites and 6 for day use area. | 10000 | 62419000 | 10000 | 62419000 | Northern Area | 6
| Parks & Outdoor Recreation ‐ Northern Area | Tok River State Recreation Site | Replace fire pits, benches, picnic tables, entrance gate and entrance sign. | 50000 | 62469000 | 50000 | 62469000 | Northern Area | 6
| Parks & Outdoor Recreation ‐ Northern Area | Tok River State Recreation Site | Replace 4 old interpretive signs / displays. | 30000 | 62499000 | 30000 | 62499000 | Northern Area | 6
| Parks & Outdoor Recreation ‐ Northern Area | Tok River State Recreation Site | Resurface roads, parking areas, and campsites. | 200000 | 62699000 | 200000 | 62699000 | Northern Area | 6
| Parks & Outdoor Recreation ‐ Northern Area | Tok River State Recreation Site | Replace water well. | 25000 | 62724000 | 25000 | 62724000 | Northern Area | 6
| Parks & Outdoor Recreation ‐ Northern Area | Tok River State Recreation Site | Fix the damaged barrier fence that is sloughing into the river. | 15000 | 62739000 | 15000 | 62739000 | Northern Area | 6
| Parks & Outdoor Recreation ‐ Northern Area | Tok River State Recreation Site | Resurface 650 feet of trail. | 40000 | 62779000 | 40000 | 62779000 | Northern Area | 6
| Parks & Outdoor Recreation ‐ Northern Area | Upper Chatanika River State Recreation Site | Recondition campground loop road, river access road, parking, and campsites; grade resurface & drainage. | 300000 | 63079000 | 300000 | 63079000 | Northern Area | 6
| Parks & Outdoor Recreation ‐ Northern Area | Upper Chatanika River State Recreation Site | Replace 20 fire pits, 8 picnic tables and 16 parking bumpers. | 50000 | 63129000 | 50000 | 63129000 | Northern Area | 6
| Parks & Outdoor Recreation ‐ Northern Area | Upper Chatanika River State Recreation Site | Replace site signage. | 30000 | 63159000 | 30000 | 63159000 | Northern Area | 6
| Parks & Outdoor Recreation ‐ Northern Area | Upper Chatanika River State Recreation Site | Replace firewood storage shed. | 10000 | 63169000 | 10000 | 63169000 | Northern Area | 6
| Parks & Outdoor Recreation ‐ Northern Area | Upper Chatanika River State Recreation Site | Stabilize riverbank. | 250000 | 63419000 | 250000 | 63419000 | Northern Area | 6
| Parks & Outdoor Recreation ‐ Northern Area | Upper Chatanika River State Recreation Site | Replace water well. | 25000 | 63444000 | 25000 | 63444000 | Northern Area | 6
| Parks & Outdoor Recreation ‐ Southeast Area | Baranof Castle State Historical Site | Replace 3 flag poles. Trex benches (10) trash cans (10). Repair/replace cannon mounts. | 150000 | 63594000 | 150000 | 63594000 | Southeast Area | 35
| Parks & Outdoor Recreation ‐ Southeast Area | Baranof Castle State Historical Site | Repair paved walkway and handrail. Clear overgrowth causing walkway to fail. | 50000 | 63644000 | 50000 | 63644000 | Southeast Area | 35
| Parks & Outdoor Recreation ‐ Southeast Area | Black Sands Beach State Marine Park | Replace outhouse and improve trail to it. Remove hazardous trees from beach area, around picnic shelter and trails. Minor repairs to shelter. | 25000 | 63669000 | 25000 | 63669000 | Southeast Area | 36
| Parks & Outdoor Recreation ‐ Southeast Area | Chilkat Bald Eagle Preserve | Designate used river access sites; improve heavily designated parking sites, define boat launching areas. | 140000 | 63809000 | 140000 | 63809000 | Southeast Area | 33
| Parks & Outdoor Recreation ‐ Southeast Area | Chilkat Bald Eagle Preserve | Replace existing old wooden double outhouse with 2 new single vaulted toilets or another double. | 100000 | 63909000 | 100000 | 63909000 | Southeast Area | 33
| Parks & Outdoor Recreation ‐ Southeast Area | Chilkat Bald Eagle Preserve | Repair paved trail adjacent to river and boardwalk/view platform. | 35000 | 63944000 | 35000 | 63944000 | Southeast Area | 33
| Parks & Outdoor Recreation ‐ Southeast Area | Chilkat Bald Eagle Preserve | Repair, level, and stabilize 19-Mile boardwalk | 50000 | 63994000 | 50000 | 63994000 | Southeast Area | 33
| Parks & Outdoor Recreation ‐ Southeast Area | Chilkat State Park | Rehabilitate Seduction Point/ Mt. Riley Trail. | 30000 | 64024000 | 30000 | 64024000 | Southeast Area | 33
| Parks & Outdoor Recreation ‐ Southeast Area | Chilkat State Park | Replace 2 hand pumps. | 10000 | 64034000 | 10000 | 64034000 | Southeast Area | 33
| Parks & Outdoor Recreation ‐ Southeast Area | Chilkat State Park | Replace site signage. | 30000 | 64064000 | 30000 | 64064000 | Southeast Area | 33
| Parks & Outdoor Recreation ‐ Southeast Area | Chilkat State Park | Resurface/refinish interior and exterior of logs and weatherproof host cabin. Replace rotten log sections. Replace window, door, and deck. Reroof with metal roof. | 40000 | 64104000 | 40000 | 64104000 | Southeast Area | 33
| Parks & Outdoor Recreation ‐ Southeast Area | Chilkat State Park | Repair and resurface road for drainage improvements. | 250000 | 64354000 | 250000 | 64354000 | Southeast Area | 33
| Parks & Outdoor Recreation ‐ Southeast Area | Chilkat State Park | Replace bear-resistant dumpsters. | 15000 | 64369000 | 15000 | 64369000 | Southeast Area | 33
| Parks & Outdoor Recreation ‐ Southeast Area | Chilkat State Park | Replace fee station with orientation kiosk. | 30000 | 64399000 | 30000 | 64399000 | Southeast Area | 33
| Parks & Outdoor Recreation ‐ Southeast Area | Chilkoot Lake State Recreation Site | Replace existing hand well pump. | 10000 | 64409000 | 10000 | 64409000 | Southeast Area | 33
| Parks & Outdoor Recreation ‐ Southeast Area | Chilkoot Lake State Recreation Site | Replace interpretive displays and site signage. | 30000 | 64439000 | 30000 | 64439000 | Southeast Area | 33
| Parks & Outdoor Recreation ‐ Southeast Area | Chilkoot Lake State Recreation Site | Improve drainage at day use parking and boat launch area. | 350000 | 64789000 | 350000 | 64789000 | Southeast Area | 33
| Parks & Outdoor Recreation ‐ Southeast Area | Chilkoot Lake State Recreation Site | Replace current bear resistant dumpster and entrance sign. | 25000 | 64814000 | 25000 | 64814000 | Southeast Area | 33
| Parks & Outdoor Recreation ‐ Southeast Area | Chilkoot Lake State Recreation Site | Shelter restoration at day-use area. | 15000 | 64829000 | 15000 | 64829000 | Southeast Area | 33
| Parks & Outdoor Recreation ‐ Southeast Area | Chilkoot Lake State Recreation Site | Replace orientation kiosk with covered kiosk. | 35000 | 64864000 | 35000 | 64864000 | Southeast Area | 33
| Parks & Outdoor Recreation ‐ Southeast Area | Chilkoot Lake State Recreation Site | Replace first-generation toilet with double concrete vaulted toilet. | 100000 | 64964000 | 100000 | 64964000 | Southeast Area | 33
| Parks & Outdoor Recreation ‐ Southeast Area | Eagle Beach State Recreation Area | Replace siding and repaint shop building and extend roof to create a covered storage area. | 15000 | 64979000 | 15000 | 64979000 | Southeast Area | 33
| Parks & Outdoor Recreation ‐ Southeast Area | Eagle Beach State Recreation Area | Resurface campground road system and campsites. | 100000 | 65079000 | 100000 | 65079000 | Southeast Area | 33
| Parks & Outdoor Recreation ‐ Southeast Area | Eagle Beach State Recreation Area | Gravel and grade trails for summer and winter use. | 60000 | 65139000 | 60000 | 65139000 | Southeast Area | 33
| Parks & Outdoor Recreation ‐ Southeast Area | Ernest Gruening State Historical Park | Replace site signage. | 30000 | 65169000 | 30000 | 65169000 | Southeast Area | 33
| Parks & Outdoor Recreation ‐ Southeast Area | Fort Rousseau Causeway State Historical Park | Repair historical causeway military road as recreational trail through park including bridges. | 1000000 | 66189000 | 1000000 | 66189000 | Southeast Area | 35
| Parks & Outdoor Recreation ‐ Southeast Area | Grindall Island State Marine Park | Replace deteriorated cabin with new cabin kit. | 60000 | 66249000 | 60000 | 66249000 | Southeast Area | 33
| Parks & Outdoor Recreation ‐ Southeast Area | Grindall Island State Marine Park | Improve beach access from cabin. Gravel trail to maintain original trail access to lakes | 70000 | 66319000 | 70000 | 66319000 | Southeast Area | 33
| Parks & Outdoor Recreation ‐ Southeast Area | Halibut Point State Recreation Site | Pave north parking area. | 200000 | 66519000 | 200000 | 66519000 | Southeast Area | 35
| Parks & Outdoor Recreation ‐ Southeast Area | Halibut Point State Recreation Site | Renovate contact station and shop. | 200000 | 66719000 | 200000 | 66719000 | Southeast Area | 35
| Parks & Outdoor Recreation ‐ Southeast Area | Halibut Point State Recreation Site | Repair trail system. | 100000 | 66819000 | 100000 | 66819000 | Southeast Area | 35
| Parks & Outdoor Recreation ‐ Southeast Area | Halibut Point State Recreation Site | Repair/replace three picnic shelters. | 150000 | 66969000 | 150000 | 66969000 | Southeast Area | 35
| Parks & Outdoor Recreation ‐ Southeast Area | Juneau Area Public Use Cabins | Replace old roofs, doors, widows and other furnishings on six public use cabins. | 75000 | 67044000 | 75000 | 67044000 | Southeast Area | 33
| Parks & Outdoor Recreation ‐ Southeast Area | Juneau Area Public Use Cabins | Replace fuel-oil stove system in cabins and replace with siimpler user-firendly stove system. | 15000 | 67059000 | 15000 | 67059000 | Southeast Area | 33
| Parks & Outdoor Recreation ‐ Southeast Area | Juneau Trail System ‐ Sheep Creek | Rebuild treadway and replace bridges. | 60000 | 67119000 | 60000 | 67119000 | Southeast Area | 33
| Parks & Outdoor Recreation ‐ Southeast Area | Juneau Trail System ‐ Mt. Roberts Trail | Rebuild treadway and repair/replace bridges. | 55000 | 67174000 | 55000 | 67174000 | Southeast Area | 33
| Parks & Outdoor Recreation ‐ Southeast Area | Old Sitka State Historical Park | Recondition parking area and at boat trailer/trailhead parking area. | 25000 | 67199000 | 25000 | 67199000 | Southeast Area | 35
| Parks & Outdoor Recreation ‐ Southeast Area | Old Sitka State Historical Park | Resurface interpretive trail to meet ADA guidelines. | 20000 | 67219000 | 20000 | 67219000 | Southeast Area | 35
| Parks & Outdoor Recreation ‐ Southeast Area | Old Sitka State Historical Park | Remove old platform and building. Replace picnic shelter. | 60000 | 67279000 | 60000 | 67279000 | Southeast Area | 35
| Parks & Outdoor Recreation ‐ Southeast Area | Petroglyph Beach SHS | Repair/replace sections of boardwalk. Clean and treat remaining acceptable decking and rail sections. | 150000 | 67429000 | 150000 | 67429000 | Southeast Area | 36
| Parks & Outdoor Recreation ‐ Southeast Area | Point Bridget State Recreation Area | Replace old decrepit Blue Mussel PUC with new cabin kit. | 60000 | 67489000 | 60000 | 67489000 | Southeast Area | 34
| Parks & Outdoor Recreation ‐ Southeast Area | Point Bridget State Recreation Area | Replace old decrepit Cowee Meadow PUC with new cabin kit. | 60000 | 67549000 | 60000 | 67549000 | Southeast Area | 34
| Parks & Outdoor Recreation ‐ Southeast Area | Portage Cove State Recreation Site | Replace 10 fire rings, bear-resistant storages, and entrance sign. | 35000 | 67584000 | 35000 | 67584000 | Southeast Area | 33
| Parks & Outdoor Recreation ‐ Southeast Area | Refuge Cove State Recreation Site | Resurface parking area and stabilize with rip rap. | 220000 | 67804000 | 220000 | 67804000 | Southeast Area | 36
| Parks & Outdoor Recreation ‐ Southeast Area | Sealion Cove State Marine Park | Repair/replace boardwalk. | 75000 | 67879000 | 75000 | 67879000 | Southeast Area | 35
| Parks & Outdoor Recreation ‐ Southeast Area | Settlers Cove State Recreation Site | Replace beach picnic shelter. | 50000 | 67929000 | 50000 | 67929000 | Southeast Area | 36
| Parks & Outdoor Recreation ‐ Southeast Area | Settlers Cove State Recreation Site | Install water/septic system to replace archaic system for caretaker cabin. | 85000 | 68014000 | 85000 | 68014000 | Southeast Area | 36
| Parks & Outdoor Recreation ‐ Southeast Area | Totem Bight State Historical Park | Replace visitor information center. | 750000 | 68764000 | 750000 | 68764000 | Southeast Area | 36
| Parks & Outdoor Recreation ‐ Southeast Area | Totem Bight State Historical Park | Rehabilitate/ replace office‐shop to make it safe and functional (needs water, sewer, ventilation, access improvements). | 500000 | 69264000 | 500000 | 69264000 | Southeast Area | 36
| Parks & Outdoor Recreation ‐ Southeast Area | Totem Bight State Historical Park | Improve volunteer caretaker site. | 150000 | 69414000 | 150000 | 69414000 | Southeast Area | 36
| Parks & Outdoor Recreation ‐ Southeast Area | Totem Bight State Historical Park | Repair/replace trail retaining walls. 150 feet. | 15000 | 69429000 | 15000 | 69429000 | Southeast Area | 36
| Parks & Outdoor Recreation ‐ Southeast Area | Totem Bight State Historical Park | Replace the framed row of 6 connected outhouses with 2 double and 2 single concrete vaulted toilets. | 400000 | 69829000 | 400000 | 69829000 | Southeast Area | 36
| Parks & Outdoor Recreation ‐ Southeast Area | Wickersham SHS | Move radiators to replace broken historic radiators. Finish floor on 2nd floor. | 20000 | 69849000 | 20000 | 69849000 | Southeast Area | 33
1 | Statewide Forestry Facilities Deferred Maintenance | Fairbanks Wildland Fire Center: Conceptual Design | The Fairbanks Wildland Fire Center Consolidation Project includes the need for a conceptual design and engineering for a modern, energy efficient and purpose-built facility to replace the 70-year-old dilapidated infrastructure that is currently being used. Modernized dispatching, wildland fire initial attack, fire crew support, training and warehouse facilities will provide a base of operation that will support the wildfire mission for the next 50 years, protecting Alaskan life, property, and resources. The consolidation is part of a five-year strategic plan to increase efficiencies, build capacity and reduce suppression costs. The current facility is inadequate to support the increasing wildland fire mission. This design phase of the project will include 1. Accurate cost estimate for demolition of old DOF Fairbanks Fire Center buildings (and haz-mat abatement) and replacement of the current DOF Fairbanks Fire Center buildings with an efficient, utilitarian Fire Center. 2. Line-item estimates for each of the functional buildings, including design services. 3. Updated conceptual design including site assessments and spatial allocations to support fire operations and storage of over $16 million dollars of firefighting equipment and gear. | 80000 | 69929000 | 80000 | 69929000
2 | Statewide Forestry Facilities Deferred Maintenance | Purchase, move, and hook up modular facility buildings for fire crews | DOF would like to purchase, move, and hook up several modular buildings that JBER no longer needs. These buildings will provide desperately-needed crew facilities, training space, and office space for fire crews in Fairbanks, Palmer, Copper Center, and Tok. Each unit will cost $338.0, and DOF needs 9 units. The cost includes inspection and electrical hookup. | 3040000 | 72969000 | 3040000 | 72969000
3 | Statewide Forestry Facilities Deferred Maintenance | Soldotna Operations Addition Replacement | Remove and replace existing deteriorated storage with updated structure (960 SF). | 350000 | 73319000 | 350000 | 73319000 | Soldotna | 29
4 | Statewide Forestry Facilities Deferred Maintenance | Copper Center Repair Shop Exterior Repairs | Provide new exterior insulated envelope. Upgrade to energy efficient doors & windows, level bay floor, and insulate foundation. | 257000 | 73576000 | 257000 | 73576000 | Valdez/Copper River | 6
5 | Statewide Forestry Facilities Deferred Maintenance | Install Overhead Vehicle Doors at the Copper Center Warehouse | Warehouse has space for 3-6 vehicles for winter storage. All vehicles come in and out through one door and exhaust is needed for this process. | 75000 | 73651000 | 75000 | 73651000 | Valdez/Copper River | 6
6 | Statewide Forestry Facilities Deferred Maintenance | Energy Audit on Buildings in Delta | All buildings in Delta will receive an energy audit to plan on future deferred maintenance projects. | 25000 | 73676000 | 25000 | 73676000 | Delta | 9
7 | Statewide Forestry Facilities Deferred Maintenance | Soldotna Office Trailer Attachment Replacement | All buildings in Delta will receive an energy audit to plan on future deferred maintenance projects. | 325000 | 74001000 | 325000 | 74001000 | Soldotna | 29
8 | Statewide Forestry Facilities Deferred Maintenance | Evaluate and Repair Building Envelope of Tok Main Office | Provide repairs for the main office in Tok. | 40000 | 74041000 | 40000 | 74041000 | Tok | 6
9 | Statewide Forestry Facilities Deferred Maintenance | Repair Roof at Copper River Brown Warehouse | Re-roof the Brown Warehouse building with pre-finished metal roofing and install metal fascia and rain gutters. | 15000 | 74056000 | 15000 | 74056000 | Valdez/Copper River | 6
10 | Statewide Forestry Facilities Deferred Maintenance | Copper River Fuel Shed Building | Resurface exterior walls, soffits, and fascia's with pre-finished metal siding, and provide rain gutters. | 28000 | 74084000 | 28000 | 74084000 | Valdez/Copper River | 6
| Statewide Forestry Facilities Deferred Maintenance | Repair Fairbanks Seismic Bracing | Provide adequate building foundations and tie downs to eliminate what USKH Inc. (Architecture and Engineering firm) called "rickety foundations" in Fairbanks. | 60000 | 74144000 | 60000 | 74144000 | Fairbanks | 4
| Statewide Forestry Facilities Deferred Maintenance | Repair Exterior Finishes at Palmer Administration Building | Repaint weathered wood siding and trim on Administration Building. | 15000 | 74159000 | 15000 | 74159000 | Palmer | 11F
| Statewide Forestry Facilities Deferred Maintenance | Reduce Heat Cost in Fairbanks Buildings | Install a pellet stove to heat the primary buildings, and either decommission the oil heater or reduce it to back-up status. | 250000 | 74409000 | 250000 | 74409000 | Fairbanks | 4
| Statewide Forestry Facilities Deferred Maintenance | Delta Main Office and Warehouse Window Repair | Repair and replace windows at Delta office and warehouse. | 30000 | 74439000 | 30000 | 74439000 | Delta | 9
| Statewide Forestry Facilities Deferred Maintenance | Palmer Office Interior Updates | Carpet and interior painting. | 200000 | 74639000 | 200000 | 74639000 | Palmer | 11F
| Statewide Forestry Facilities Deferred Maintenance | Install Vehicle Bay Mezzanine in Palmer Warehouse | Mezzanine would utilize high bay environment to add storage capacity. | 60000 | 74699000 | 60000 | 74699000 | Palmer | 11F
| Statewide Forestry Facilities Deferred Maintenance | Replace Equipment Storage Warehouse and Fire Cache | Project replaces Brown Warehouse used for seasonal equipment storage and the White Warehouse used as a fire cache. Total Square Footage = 860sf. Project would also demolish old facilities and can be combined with the "Provide Valdez/Copper River Facility Standby Power" and "Repair Roof at Copper River Brown Warehouse" projects. | 275000 | 74974000 | 275000 | 74974000 | Valdez/Copper River | 6
| Statewide Forestry Facilities Deferred Maintenance | Delta Forestry Storage Yard Roof and Cache Storage | Repair or replace deficient shelving and coverings, which protects over $200.0 of fire and resource supplies in the storage yard. | 55000 | 75029000 | 55000 | 75029000 | Delta | 9
| Statewide Forestry Facilities Deferred Maintenance | Copper River Facilities, Stairs, Landings, and Handrails | Complete stairs, landings, and handrails per the USKH study throughout the Copper River facility to come into compliance. Fuel shed -exterior steps repair handrails with proper grip and reseal landings and steps. Shop- Interior stairs to the mezzanine are not provided with intermediate rails or handrails of proper grip. Office- northwest stairs and landing: Stairs are too steep, handrails need to be installed, and threshold needs repair due to being too abrupt. Office-Ramp: Handrails not of proper grip section, reseal landing, ramp, and steps. Employee parking - Two staircases out of compliance and need replacement. White Warehouse - Needs handrails and thresholds are too abrupt. | 96000 | 75125000 | 96000 | 75125000 | Valdez/Copper River | 6
| Statewide Forestry Facilities Deferred Maintenance | Tok Bunkhouse Repairs | Reinforce foundations to meet seismic requirements and repair electrical per USKH study. | 35000 | 75160000 | 35000 | 75160000 | Tok | 6
| Statewide Forestry Facilities Deferred Maintenance | New Heat Source for Delta Office | Install a wood fired boiler to efficiently heat the Main Office. This would provide the primary heat, with the oil-fired boiler becoming the backup heat source. | 80000 | 75240000 | 80000 | 75240000 | Delta | 9
|  |  | TOTALS | 21870000 |  | 21870000

## 11-DFG
11-DFG Department of Fish and Game
Dept Priority | Allocation | Project Title | Project Description | Project Cost | Running Total | GF Cost | GF Running Total | Location (City) | House District
Facilities
| Fairbanks | Main Office Building | Day tank for generator and replacement of 50 year old, undersized generator. | 225 | 225000
| Umiat | Umiat Fuel Tank | Replace current 3000 gallon single wall fuel tank with a double wall fuel tank | 100 | 325000
| Juneau | Tagging shack rebuild for Taku R. | The current dock used for CWTing Chinook and coho smolt on the Taku R. is deteriorating and has become unsafe to work on. These funds would help pay for the material and shipment of material to camp. | 25 | 350000
| Anchorage | McNeil camp move | Move department owned cabins away from eroding beach. At the current rate of erosion, at least 1 cabin will be undercut and destroyed within a few years. Project will assess beach dynamics and determine if and how far the 4 department cabins and other structures should be moved or if other actions can be taken to slow or reverse beach erosion. | 125 | 475000
| Anchorage | Gene Conservation Laboratory | Chemical fume hoods are past the limit of their useful life (25 years) and will need to be replaced to meet health and safety. | 50 | 525000
| Fairbanks | Fairbanks Bunkhouse Office Facility | Repair water leak causing chimney corrosion damage to roof avoiding more costly roof repair in the future. | 125 | 650000
| Alaska Peninsula | Phase 2 - Facility Maintenance | This is the second phase of the peninsula deferred maintenance. Focus during this phase will be improving fuel storage and power generation in Chignik and roofing projects in Dutch Harbor. Current fuel setup in Chignik is likely to result in a oil spill in the near future if not addressed. | 200 | 850000
| Dillingham | Bunkhouse Remodel | Remodel basement and upgrade first floor to increase and improve area available for use as housing - the current configuration does not allow for fire exit from basement | 50 | 900000
| Kenai | Sonar Site | Replace underground main electrical cables and damaged appliances and fixtures | 15 | 915000
| Anchorage | Potter Marsh Boardwalk | Potter Marsh (Anchorage Coastal refuge) - replace rotting aged boardwalk and rusting heaving piles. | 2000 | 2915000
| Kenai | MRC Phase 1 of steel garage upgrades | Immediate need is to reduce the amount of condensation in the building by pouring a concrete slab floor and insulating the walls and roof. The electrical and plumbing rough-in would need to be completed first. | 34.5 | 2949500
| Ninilchik | Ninilchik Scenic Overlook vault latrines replacement | Remove vault latrines installed in 1994 that are in a state of disrepair. Replace with one CXT double vault waterless ADA accessible restroom. Demo/removal 65k, CXT 80k. | 145 | 3094500
| Kodiak | Marmot Island Cabin Maintenance | Repair broken door to keep elements out to prevent interior damage and repair fuel storage shed. The Marine Mammal Program is partnering with Region II to get this work done. This is an actively used cabin for ADF&G work. | 5.4 | 3099900
| Palmer | Upgrade exterior yard lighting- Replace high pressure sodium lighting with LED. | Modern LED lighting operates at lower cost with an increase in lighted surface area. Quote includes the upgrade to LED fixtures with similar wattage as the old sodium fixtures. Last winter the yard was broken into, but the current lighting was not bright enough to identify thieves. Improved lighting is needed to improve security. | 20 | 3119900
| Palmer | ADF&G Shop boiler replacement | 29 yr. old boiler has far exceeded its useful life and should be replaced. Quote is for purchase and installation of a Weil McLain CGA#6-PIDN Natural Gas Fired Hot Water Boiler. | 25 | 3144900
| Emmonak/Unalakleet | Emmonak / Unalakleet Field Office Compound (Region 3) | Hazmat fuel storage and upgrade secure storage. | 100 | 3244900
| Palmer | Reflections Lake Tower & Bridge Repairs | Repair Reflections Lake viewing tower and pedestrian bridge damaged during 2018 earthquake but recently discovered. Engineer is currently assessing tower safety and it will remain closed to the public use until addressed | 50 | 3294900
| Juneau | Juneau Pathology Laboratory | Replacement of roofing, windows and doors not completed with repairs in 2020. | 110 | 3404900
| Cordova | Boat Dock | Repair boat dock water line damaged during operations and spalling concrete surface. | 10 | 3414900
| Cordova | Boat/Gear Shed | Boat shed has long outlived it's life expectancy and upper deck floors are rotten and are a safety hazard. This project is a repair and not a total replacement. Fuel tank upgrade needed to for hazardous materials containment. | 200 | 3614900
| Kodiak | Phase 1 - Facilities Maintenance | The Kodiak office was completed in 2013, but no substantial deferred maintenance has been performed aside from annual upkeep. Several systems are in need of repair outside the scope of operational budgets. These include walk-in freezers, building alarm malfunctions, and glycol systems. The bunkhouse has not had deferred maintenance in over a decade and bathrooms are developing mold. Fuel efficiency at the warehouse could be improved with insulating the large building. | 150 | 3764900
| Fairbanks | Main Office Building | Heating system conversion away from Steam – this includes removing/replace 6 other steam units under floor for entry’s etc. Also include adding additional heat/vents in the old lab area of the south side of building (Always super cold in these offices because it was a Lab and not set up for individual offices it’s been changed to). Convert remaining Boilers to natural gas so they can be dual fired (gas lines are on College road right now | 800 | 4564900
| Fairbanks | Main Office Building | Exterior lighting on south side replaced and brought up to code | 150 | 4714900
| Juneau | Taku Fishwheel Maintenance | The Taku River fish wheels are a vital component of the overall Taku River salmon stock assessment program. The fish wheels are a primary, if not the only means of capturing Chinook, sockeye and coho salmon as part of studies necessary to fulfill obligations associated with Chapter 1 of the Pacific Salmon Treaty. These fish wheels require annual maintenance to the frame, axles, pontoons, and the sampling platforms in order to keep the wheels functioning at optimal levels. | 50 | 4764900
| Kenai | MRC Fence material for replacement | Purchase wire and posts to replace ~1 mile of fence at Moose Research Center. Considered a regional priority. | 52.8 | 4817700
| Bethel | Bethel Bunkhouse Facility | Overall bunkhouse updates include insulation, leveling, and water system. | 35 | 4852700
| Juneau | R/V Medeia facilities | Facilities: essential - Vessel Shop, replanked, painted - deferring will risk rot and potentially higher costs to repair later. Contract to install dock lumber: essential - deterring maintenance will risk continued warping of dock and eventual failure. Streetlights replacement at dock - without creates a safety hazard for using dock in the dark to access the Medeia. | 95.4 | 4948100
| Glennallen | Garage energy efficiency and general upgrades | replace malfunctioning forced air furnace with Toyo stove, add ceiling improvements (sheetrock and insulation), upgrade lighting | 25 | 4973100
| Glennallen | General site abatements and upgrades | complete bunkhouse work (labor), | 75 | 5048100
| Fairbanks | Clean Inside of Bulk Fuel Tank | The bulk fuel storage tank has been in service for over ten years and should be professionally serviced/cleaned to remove debris and inspect. | 6 | 5054100
| Fairbanks | Creamer's Refuge Barn Exterior | Repair and paint the exterior of the Creamer's Refuge barn - Minor repairs and painting of exterior of Creamer's Refuge barn still needs to be accomplished. These repairs and painting, including lettering on the roof of the barn, will slow the deterioration of the barn, and meet the short-term interests of the public in protecting the historical Creamer's Dairy Farm buildings. | 20 | 5074100
| Fairbanks | Creamer's Refuge Barn Interior and Phase 1 | State risk management assessment, electrical upgrade, lead paint removal - No work on the Creamer's Refuge barn has been accomplished since this list was originally developed. Maintenance and refurbishment of the Creamer's Refuge barn is a high profile topic, and of high interest to some publics. Total cost of maintenance for this barn cannot be estimated until a risk management assessment is completed. | 250 | 5324100
| Fairbanks | Farmhouse | A new roof for the Farm House - Could have abatement to be done when this work takes place and I believe this property is on the historical register | 150 | 5474100
| Haines | Replace siding on Haines office building | Paint has peeled off the HardiPlank siding installed in 2007. In 2018 DFG contracted surface preparation and repainting, but paint was shed in 1 year. Preliminary estimate to replace with durable siding. | 50 | 5524100
| Soldotna | Crooked Creek Bank Stabilization and structure removal | Stabilize north bank of Crooked Creek upstream of weir and remove old bulk heads and pump house. Within a few years the creek will be endangering the raceways. | 100 | 5624100
| Willow | Sheep Creek replace concrete block privy | Remove concrete block privy installed in 1987 that is in a state of disrepair. Replace with CXT double vault waterless ADA accessible restrooms. Demo/removal 65k, CXT 80k. | 145 | 5769100
| Yakutat | Warehouse/Shop | Finish insulating/add roof ventilation and heater. New building starting to grow mold on roof plywood. | 100 | 5869100
| Kodiak | LED Lights | Main Kodiak F&G Building needs new lighting for parking lot, would like to upgrade to LED | 25 | 5894100
| Haines | Chilkoot weir | Replace wooden planks with metal grating to reduce potential safety hazard. | 60 | 5954100
| Glennallen | Office Building general upgrades | Replace back entrance stairs (2), | 10 | 5964100
| Petersburg | Gut Island Maintenance | Roofing and foundation work -The Petersburg AB retired and did not purchase new roofing or do any work on the cabin during FY19. We hope to buy roofing and do some of the required work during FY20. | 3 | 5967100
| Fairbanks | LAB | Walk in freezer ventilation to fix constant frost issue and seize of fan. | 25 | 5992100
| Fairbanks | Storage | Repair/replace gate controllers and keypad pedestals | 25 | 6017100
| Glennallen | Office Building general upgrades | add heat trace to all under building plumbing, upgrade and replace head bolt heat wiring, posts, outlets, breakers, Replace outdoor lighting with LED system. Install wireless temperature sensors in areas prone to freezing. | 50 | 6067100
| POW | Lowrie Island Cabin | This cabin needs some general maintenance. We will cover travel as part of our field season but would send people out a few days early to get it done – thus no travel requested, but staff time requested. Actively used cabin. | 1.5 | 6068600
| Fairbanks | Storage | Covered guards to both gates to protect from snow/ice buildup and freezing gate | 10 | 6078600
| Haines | Compound Storage | Repair/Replace - Boat shed for skiffs and fish wheel baskets/ parts- Storage shed for ocean crew and weir crew to store equipment- Current Storage is dilapidated and needs serious repairs and updates | 350 | 6428600
| Haines | Southeast Field Camp maintenance | The Chilkat Weir boat shed is in need of maintenance for skiffs and fish wheel baskets/parts. | 30 | 6458600
| Fairbanks | Fairbanks Bunkhouse Office Facility | Repair or replace vinyl flooring trim in restrooms to prolong life of vinyl flooring. Vinyl has shrunk and is peeling away from the trim. Repair or replace carpet on the 14-step office entrance flight of stairs due to excessive wear or holes. | 50 | 6508600
| Fairbanks | Main Office Building | ADA drinking fountain replacement on north side – including removal of current one and wiring for new one, and removal of old non-compliant fountain on south with wall repair | 15 | 6523600
| Haines | Chilkat fishwheels | The Chilkat River fishwheels require annual maintenance in several aspects, including the frame, axles, pontoons, and sampling platforms. Because of previous budget shortfalls, some of these maintenance items have not been addressed for multiple years. In order to preserve the fishwheels viability, the materials and welding time are necessary during FY20 to improve the functionality for the 2020 field season and beyond. | 100 | 6623600
| Kodiak | Tugidak Island Cabin | This cabin has not been maintained in several years. It needs a visit and repair. The Marine Mammal Program is partnering with Region II to get this work done. During the maintenance trip we will also retrieve equipment left at the site when the Harbor Seal Program ended. | 5 | 6628600
| Fairbanks | LAB | Integrate building automation into main office security system | 100 | 6728600
| Fairbanks | Main Office Building | Parking lot maintenance – reseal/crack seal/curb repairs/line and handicapped repaint. | 80 | 6808600
| Fairbanks | Main Office Building | Exterior paint and repair of roof eave “scales” | 125 | 6933600
| Glennallen | General site abatements and upgrades | retrofit old wildlife bunkhouse to sealing facility, | 15 | 6948600
| Kodiak | Insulation for warehouse | Insulating warehouse facility to make more energy efficient | 45 | 6993600
| Fairbanks | Fairbanks Boatyard Pole Barn | Replace front bay carrier beams to increase bay width to 20' | 75 | 7068600
| Fairbanks | Main Office Building | Asbestos abatement for abandoned plumbing and heating pipes | 200 | 7268600
| Glennallen | Office Building general upgrades | Replace bathroom fixtures, shower, add exhaust fan (ADA compliance), repaint interior, | 16 | 7284600
| Kodiak | Kodiak Bunkhouse | The Kodiak bunkhouse is a heavily used facility. The bathrooms and kitchen have not been renovated in over 15 years | 50 | 7334600
| Fairbanks | LAB | Floor replacement. | 50 | 7384600
| Yakutat | Carport/work area and storage | Structurally support existing build for safety and stability. | 120 | 7504600
| Yakutat | Bunkhouse | Replace wooden floors in bunkhouse | 8 | 7512600
| Haines | Grade compound parking lot | Large potholes; Gravel lot last graded in 2014 | 10 | 7522600
| Yakutat | Pumphouse | Replacement UV bulbs and routine maintenance | 2 | 7524600
| Yakutat | Office | Replace carpet in office | 40 | 7564600
| Fairbanks | Farmhouse/Bunkhouse/Foreman’s House | Exterior paint on all three buildings | 85 | 7649600
| Fairbanks | Main Office Building | Key card system upgrade to integrate shop and storage gates – include software update of DSX. | 75 | 7724600
| Glennallen | General site abatements and upgrades | demo and hazard abatement (asbestos and lead) of old ADF&G garage facility across highway from office | 200 | 7924600
| Kodiak | Main Office Building BAS system | Main Kodiak F&G Building is in need of a new building automation system (BAS) | 60 | 7984600
| Palmer | Card Key Lock system | Upgrade office and shop manual key lock security system with electronic card key system to avoid re-keying door locks when keys are lost/stolen. | 20 | 8004600
|  |  | DFG Facilities DM Total: | 8004.6
DFG - Vessels DM
| Homer | R/V Pandalus Maintenance | Fresh Water Tank refit, Adjust Displacement, Two-inch suction for Lazaret and Freezer compartments. Haul Out – Zincs, pressure wash/paint Hull, Winches, and Bulwarks, Non Skid along Wheelhouse Deck. Main Boom refit, Replace Rails on Bulwarks, Replace Deck Mounting Plates, One way Scupper Covers, Fix Life Raft Mount, Remove and paint rigging, Deck Hydraulic Overhaul, Backup GPS Fathometer, KVH Tracphone and Dispatch, Wheelhouse window replacements | 200 | 200
| Kodiak | R/V K-Hi-C | Replace deck winch. The current one was new in 1973 and is rusting through the casing. We use this piece of equipment to do all our heavy lifting, towing, and handling of lines larger than 9/16ths. Replacement Stainless Steel prop and new pilot chair. Replaceme outboard for skiff. Spare auxiliary engine. | 65 | 265
| Juneau | R/V Medeia Maintenance | Non-shipyard - essential - main deck interior and lower deck interior refinishing to remove hazmat and to install new epoxy floor that will deter risks of asbestos exposure as floor wears | 190 | 455
| Juneau | R/V Medeia vessel Shipyard | Shipyard - critical - dry dock fees, sea chest clearing, zincs, rudder/shafts/props inspection/repair, engine alignment, hull coating, tranducer replacement, bow thruster installation, sonar tube repair, crane inspect/repair, paint aft deck and main deck. Anticipated timeframe late 2022/early 2023. | 580 | 1035
| Juneau | R/V Medeia dock replacement | Non-shipyard - essential - mooring dock repairs, design/permits for replacement, labor and materials for dock replacment. | 1080 | 2115
| Juneau | R/V Medeia dock maintenance | Non-shipyard - critical - mooring dock labor and materials for dock repairs. Work is necessary in Spring of 2022. | 20 | 2135
| Juneau | R/V Medeia shop maintenance | Non-shipyard - essential - vessel shop residing and painting | 100 | 2235
| Homer | R/V Pandalus Refit | Replace wheelhouse with new build. Cut away existing wheelhouse deck/foundation, rebuild due to extensive corrosion. Re-wire new wheelhouse, electronics, AC/DC systems. Extend/sponson wheelhouse deck to create safe access to forward deck and anchor winch. Fish/ballast hold rebuild and restructure for adjusting ballast capacity as required for stability. Structural-load testing of mast, booms and supporting rigging. Given the degree of corrosion and wastage, replacement will likely be necessary. Replace aft deck trawl gear mounting plates, brackets and associated wasting steel. Overhaul and expand hydraulic system. Install mid-size marine deck crane for safer, more efficient deck operations. | 1800 | 4035
| Homer | R/V Pandalus Replace | Purchase newer vessel and refit deck as necessary for fisheries and oceanographic research. The advantages achieved with a newer vessel are extensive including: Improved living conditions. Increased capacity for larger science crews and projects. Ability to offer co-operative contracts with other government agencies such as NOAA. Most importantly, a newer vessel will improve safety while expanding and improving ADFG’s role in fisheries research and management. | 2300 | 6335
| Cordova | R/V Solstice Shipyard | Sandblast and coat underbody, hull, and rigging. Repower main engine and 50 KW genset | 550 | 6885
| Anchorage | R/V Diversity | Non-shipyard: service engines and trailer brakes; replace lift raft, engines serviced, replace bilge pump, fuel filters, zincs, life raft, interior lighting, trailer wiring harness. | 15 | 6900
| Anchorage | R/V Artemis | Non-shipyard: service outboard engines; replace bilge pump, fuel filters, zincs, trailer wiring harness. | 20 | 6920
| Petersburg | R/V Kestrel maintenance | Shipyard - essential - dry docking; temporary services; sea chest, through hull valves, pipes/strainers; hull preparation and coating; shaft removal, inspection and installation; propeller hub & blade removal, inspection; ultrasound hull, sea chests, cooling lines & Aft Fuel Lines; vessel crew transit per diem | 310.2 | 7230.2
|  |  | DFG Vessel DM Total | 7230.2
DFG Aircraft DM
| Kodiak | aircraft program | Repair hangarapron to stop water seepage | 25 | 25
| Kodiak | aircraft program | Overhaul commander props | 15 | 40
| Kodiak | aircraft program | Floats for 185 - 10K deposit and then 2 year wait | 65 | 105
| Kodiak | aircraft program | Winge extension for 185 | 10 | 115
| Kodiak | aircraft program | Bushwheels for Beaver | 7 | 122
| Fairbanks | Beaver | Additional funds for a project already covered: repair wheel, skis, exhaust, radar. This is an updated estimate for a previously funded DM project. | 4.5 | 126.5
| Nome | Scout N88417 | Overhaul engine no later than FY24 based on historic, current, and future use patterns. | 40 | 166.5
| Palmer | Supercub | Update and rebuild aircraft; new fuselage, engine overhaul, modify for wildlife surveys includling installing bigger fuel tanks. | 150 | 316.5
|  |  | DFG Aircraft DM TOTAL | 316.5
|  |  | DFG Vessel DM Total | 7230.2
|  |  | DFG Facility DM Total | 8004.6
|  |  | DFG TOTAL | 15551.3

## 12-DPS
12-DPS Department of Public Safety
Dept Priority | Allocation | Project Title | Project Description | Project Cost | Running Total | GF Cost | GF Running Total | Location (City) | House District
1 | AST | Training Academy | The DPS Training Academy in Sitka is a nearly 50-year-old building with ongoing deferred maintenance costs. The building has the original hydronic heating system, cast iron fire suppression system, outdated ventilation in classrooms and dorm rooms, and a host of other original fixtures and/ or features that are in need of updates due to age and use. | 1500000 | 1500000 | 1500000 | 1500000 | Sitka | 35
2 | AST | Fairbanks Post - Emergency Generator | There are numerous deferred maintenance issues at the AST Fairbanks Post as the building was constructed in 1979 and much of the electrical, heating, air conditioning, and plumbing is original equipment. In a recent maintenance walk around, DPS learned that the emergency backup generator at the AST Fairbanks Post is the original 20 kva rated generator designed to run the post in times of power outages. Since 1979, there have been some significant electrical additions to the Fairbanks Trooper Post. The addition of the larger dispatch center, which is now responsible for dispatching emergency services to 66% of the state relies upon the original 20 kva emergency generator. This draw far exceeds the capacity of this original generator. To meet this need, it has been recommended that the AST Fairbanks Post either replace the existing 20 kva emergency generator with a 50 kva generator or add an additional 30 kva generator and generator room to accommodate the expanded dispatch center. | 150000 | 1650000 | 150000 | 1650000 | Fiarbanks | 1
3 | AWT Marine Enforcement | Vessel Maintenance and Repair | The Division of Alaska Wildlife Troopers houses the Marine Enforcement Section of the Department of Public Safety in the State of Alaska. The Marine section is comprised of vessels ranging in size from small skiffs, to medium Class Vessels (25’-50’ in length), and large vessels (over 50’). The departments vessels are the platform for search and rescue operations, natural disaster response, and fisheries and game enforcement throughout the state. Ensuring that these vessels are always in a mission ready state is paramount for the public safety of the citizens of the State of Alaska. To keep the State of Alaska’s Marine assets operating in a safe, effective, and working condition, preventative maintenance is important to managing the growth and severity of future deferred maintenance. Vessels require a regularly scheduled preventative maintenance and needed upgrades or replacements. | 1000000 | 2650000 | 1000000 | 2650000 | Statewide | Statewide
4 | AST | Mobile and Handheld Radios | DPS currently uses the Motorola XTL5000 mobile radios which are ALMR capable with and without encryption. Motorola announced in May 2013 they will cease repairing and servicing the XTL5000 radios on 31 December 2018. Agencies have been unable to purchase new XTL5000 portables since 31 October 2013 and after extensive research the replacement for the current DPS mobile is the Motorola APX6500. As our mobile radios age, we are unable to acquire parts as they go bad, specifically the proprietary cable that goes from the radio to the control head is unavailable either from Motorola or from secondary aftermarket sources. This means when a cable becomes warn, crimped, or frayed due to normal shifting in the cars the entire radio system must be replaced. DPS can purchase batteries from other vendors for the XTS5000 portables; however, it is unknown when these vendors will stop supplying these batteries as more and more agencies transition to the new APX portables. DPS has been purchasing chargers which are capable of charging both the XTS5000 and APX6000 portables to help reduce the cost as we begin transitioning platforms. The last batch of portables refurbished included two which failed upon bench testing and had to be sent back for further repairs. This issue is becoming more prevalent as the lack of available parts becomes more critical. Both the XTS5000 and APX6000 portables are P25 compatible; therefore, they operate on the same frequency and any DPS personnel can communicate with each other. This negates the need to conduct a complete overhaul allowing DPS to slowly introduce the new portables into the field incrementally. The initial push was to the road system area starting with units in Anchorage and has now branched out to Soldotna, Seward, Mat-Su and certain posts in the SE. The total PCN number authorized for DPS which include AST, AWT, FLS and CSO personnel is 452. Most parts are not compatible between the two portables and as such DPS has begun to build a bench stock of parts for the APX6000 2.5 portables while maintaining a limited supply for the XTS5000 units. | 3728300 | 6378300 | 3728300 | 6378300 | Statewide | Statewide
5 | AST/AWT | Trooper Housing & Post Facility Improvements | Trooper Housing & Post facility repairs & maintenance - DPS is requesting additional funds to continue the rehabilitation of Rural Trooper Housing and Rural Post Facilities. Following the FY21 budget allocation to initiate the Rural Trooper Housing Rehabilitation Program (RTHRP), DPS launched Deficiency Correction Phase (DCP). The DCP is the first step to execute the RTHRP and has enabled us to identify pending and immediate need deficiencies in the Rural Trooper Housing (RTH) units across the state. The identified deficiencies are being corrected by contracting with DOT&PF DFS and private contractors, as applicable. The next phase in RTHRP is the Home Energy Assessment (HEA). As mentioned in the RTHRP, the energy consumption systems such as heating, electrical and lighting are obsolete and causing reoccurring problems. The HEA will provide a thorough assessment of these obsolete systems in each housing unit and provide recommendations for improvements. These improvements will upgrade the existing obsolete systems and provide enhanced energy efficiency and comfort to the occupants. DPS facilities can be broadly classified into Mission Facilities (MF) and Rural Trooper Housing (RTH). Both MF and RTH facilities require good habitable conditions to effectively support the mission and operations of DPS. Unfortunately, seventy percent of the state owned MF’s are in need of a life cycle upgrade, functional reassessment and rehabilitation. One hundred percent of the state owned RTH facilities are at the stage of their lifecycle, health and safety rehabilitation. RTH is one of the key essential programs to effectively engage long term stationing of law enforcement officers in rural Alaska. It is important and necessary that these facilities are in healthy, safe and good habitable conditions for the wellbeing of ASTs and their families. In this effort, DPS Procurement proposes to initiate a twin facilities rehabilitation program namely Rural Trooper Housing Rehabilitation Program (RTHRP) and Mission Facilities Rehabilitation Program (MFRP). | 1000000 | 7378300 | 1000000 | 7378300 | Statewide | Statewide
6 | AST/AWT | Trooper Housing & Post Facility Improvements | Trooper Housing & Post facility repairs & maintenance - DPS is requesting additional funds to continue the rehabilitation of Rural Trooper Housing and Rural Post Facilities. Following the FY21 budget allocation to initiate the Rural Trooper Housing Rehabilitation Program (RTHRP), DPS launched Deficiency Correction Phase (DCP). The DCP is the first step to execute the RTHRP and has enabled us to identify pending and immediate need deficiencies in the Rural Trooper Housing (RTH) units across the state. The identified deficiencies are being corrected by contracting with DOT&PF DFS and private contractors, as applicable. The next phase in RTHRP is the Home Energy Assessment (HEA). The energy consumption systems such as heating, electrical, and lighting are obsolete and causing reoccurring problems. The HEA will provide an assessment of these systems in each housing unit. These improvement recommendations will update systems and provide enhanced energy efficiency and comfort. DPS facilities can be broadly classified into Mission Facilities (MF) and Rural Trooper Housing (RTH). 70% of the state owned MF’s require an upgrade, functional reassessment, and rehabilitation. 100% of the state owned RTH facilities are at the stage of lifecycle, health, and safety rehabilitation. | 1000000 | 8378300 | 1000000 | 8378300 | Statewide | Statewide
7 | AWT Marine | Storage and Evidence Upgrade in King Salmon and Dillingham - Rebuild and partially replace storage areas for State-owned equipment and large evidence items. | The Division of Alaska Wildlife Troopers has two posts located in the Bristol Bay region. A Sergeant and one Trooper are assigned to King Salmon and one Trooper to the Dillingham Post. Both Posts have numerous assets to include off road vehicles, aircraft, and vessels. The King Salmon Post houses one the State R-44 helicopters. It is critical mission critical to have access to these assets for emergency responses. Storage is required for safekeeping and maintenance. AWT also routinely seizes and secures items that do not typically fit into a evidence room such as commercial fishing gear or hunting equipment. The Dillingham and King Salmon facilities require repair and mainteance due to the age of the structures. The requested funding will allow for repair and replacement of existing structures in King Salmon and Dillingham, to include site preparation in areas where vegetation has encroached. | 250000 | 8628300 | 250000 | 8628300
8 | Academy | Replacement Video Simulator | The DPS Academy has been utilized the same video judgment simulator for over 20 years. This video simulator is designed to help officers make good use of force decisions under pressure, as well as enhance and evaluate their firearms skills if they choose to use their firearm during the scenario. The company that manufactured this simulator is no longer in business. Consequently, replacement of the computer or hardware parts are no longer an option. The replacement systems available have the benefit of 20 years of technological improvements. Purchasing a new simulator would allow for multiple path options based upon specific information within the scenario based on the officers’ actions and ability to deescalate. It would also allow for the use of multiple tools (i.e. OC spray, handgun, rifle, low light conditions, etc.). Lastly, a new simulator would allow the students to practice their firearms skills in a controlled, simulated range environment, providing for more convenient and cost-effective firearms training. Estimated cost for the package is $250,000 not including a $10,000 credit for turning in our old system; this includes on-site training from the manufacturer. | 240000 | 8868300 | 240000 | 8868300
|  |  | TOTAL: | 8868300

## 18-DEC
18-DEC Department of Environmental Conservation
Dept Priority | Allocation | Project Title | Project Description | Project Cost | Running Total | GF Cost | GF Running Total | Location (City)
| Building Maintenance & Operations | Laboratory Equipment Replacement | The Department requests funds to begin replacing scientific laboratory equipment that has aged beyond its useful life of 10 years. This equipment is used to conduct regulatory testing on behalf of multiple Alaskan industries, including shellfish, dairy, and manufactured food. Scientific laboratory equipment typically has a useful life of 10 years. After that, the technology becomes obsolete and/or is at high risk of breakage or failure. Due to the prolonged procurement, installation, and calibration timelines required to get new equipment online, the Department is seeking to proactively replace aging equipment before system failure puts a halt to regulatory testing. | 1600000 | 1600000 | 1600000 | 1600000 | Anchorage
|  |  | TOTAL: | 1600000

## 25-DOT&PF
25-DOT&PF Department of Transportation and Public Facilities
Dept Priority | Allocation | Project Title | Project Description | Project Cost | Running Total | GF Cost | GF Running Total | Location (City) | House District
1 | Facilities | Palmer Highways/SEF Maintenance Station Replace Sewer Line with Arctic Pipe | Replace existing sewer line with arctic pipe to prevent winter freeze up. Existing sewer lines freeze every winter with potential loss of use of the restrooms in the facility. This building is a fully manned station with multiple employees and office administrative personnel. | 270000 | 270000 | 270000 | 270000 | Palmer | 8
2 | Facilities | Anchorage Highways Maintenance Building - Install Backup Generator | Building has no back-up power in this mission essential facility. Building has administrative areas as well as equipment areas. Serves areas from Anchorage to Girdwood. And areas from Anchorage to Palmer. | 1330000 | 1600000 | 1330000 | 1600000 | Anchorage | 20
3 | Facilities | Soldotna Highway Maintenance Station - Install Back-up Generator | Critical Highway Maintenance Station has no back-up power. This generator will provide the needed redundancy in case of emergency power outage. | 166000 | 1766000 | 166000 | 1766000 | Soldotna | 30O
4 | Facilities | Anchorage Aviation Building - Replace Roof | Roof membrane has surpassed its life expectancy. Roofing renewal to address leaks. | 1600000 | 3366000 | 1600000 | 3366000 | Anchorage | 22
5 | Facilities | South Coast Region Generator Replacements | South Coast Region Generator Replacements | 400000 | 3766000 | 400000 | 3766000 | Southcoast Region | Southcoast Region
6 | Facilities | South Coast Region heating repairs | South Coast Region heating repairs | 300000 | 4066000 | 300000 | 4066000 | Southcoast Region | Southcoast Region
7 | Facilities | False Pass Siding Repair and Replacement | The siding on the Airport DOT grader storage facility is in need of permanent repairs or replacement. Temporary repairs have been initiated. | 1330000 | 5396000 | 1330000 | 5396000 | Cold Bay | 37-S
8 | Facilities | Update and install backup power throughout the Tazlina District Maintenance Stations | The backup power generator in Ernestine is a 1964 model diesel unit that is failing and nearly impossible to find parts for. During the winter of FY18 during a major winter event, the camp lost power due to the generator not operating correctly. The unit needs updated to something more modern that can be supported by a vendor. Neither Nelchina nor Tazlina camps have backup power, in order to ensure that road maintenance is possible during all winter events, both camps need back up power installed to support the road maintenance mission. | 1663000 | 7059000 | 1663000 | 7059000 | Tazlina Station | 6C
9 | Facilities | Replace/Renovate Diesel Generators and Electrical Distribution at Livengood Station. | Replace existing generators and power distribution with larger updated units. Current generators will not carry full camp load during wintertime demands without load shedding actions. Existing power distribution is failing and inadequate. | 665000 | 7724000 | 665000 | 7724000 | Livengood Station | 6C
11 | Facilities | Fairbanks SEF Freight Elevator upgrade and improvements. | Replace and upgrade hydraulic pump(s) and hoses for the SEF freight elevator. This would bring the components of this unit up to current standard ensuring that repair parts are readily available. | 100000 | 7824000 | 100000 | 7824000 | Fairbanks SEF Shop Building | 1A
12 | Facilities | Materials Lab Ventilation/Exhaust System Upgrades | Materials Lab Ventilation/Exhaust System Upgrades | 400000 | 8224000 | 400000 | 8224000 | Cold Bay | 37S
13 | Facilities | Ketchikan Parking Garage Repairs | Building holds Department of Law, Corrections and Administration. Parking garage is in need of significant concrete repairs. Concrete is spalling at different locations. Overhead and walking surfaces need repairs. | 1000000 | 9224000 | 1000000 | 9224000 | Ketchikan | 36R
14 | Facilities | Cold Bay Building Demolition | Building Demolition | 2300000 | 11524000 | 2300000 | 11524000 | Cold Bay | 37S
15 | Facilities | St. George old SREB Demolition/Divestment | In 12/2019 NOAA decided they no longer wanted the abandoned maintenance building. Facility demolition will need to be addressed. | 1000000 | 12524000 | 1000000 | 12524000 | St. George | 37
16 | Facilities | Building Consolidation | Building Consolidation | 1275000 | 13799000 | 1275000 | 13799000
17 | Facilities | Dillingham SEF Maintenance Shop - Replace Roof | Existing roof leaks and lacks adequate insulation. Needs to be replaced to prevent further damage to structure and save heating costs. | 275000 | 14074000 | 275000 | 14074000 | Dillingham | 37S
18 | Facilities | Sitka Airport Lighting Regulator Building - Exterior Repairs | Replace roofing, repair siding, replace corroded exterior electrical switch boxes. | 100000 | 14174000 | 100000 | 14174000 | Sitka | 35-R
19 | Facilities | Bethel SEF Maintenance Garage - Replace Roof | Existing roof is very old and lacks insulation. We wish to install a new energy efficient roof to save costly heating fuel. | 235000 | 14409000 | 235000 | 14409000 | Bethel | 38S
20 | Facilities | Kodiak Court - Replace Siding and Windows | Upgrade/replacement of deteriorating siding and windows to improve building comfort and performance. | 750000 | 15159000 | 750000 | 15159000 | Kodiak | 32P
21 | Facilities | McGrath SREB - Replace Roofing and Siding | Existing roof and siding are very old and lack insulation. Department will install a new energy efficient roof and siding to save costly heating fuel. | 250000 | 15409000 | 250000 | 15409000 | McGrath | 37S
22 | Facilities | Illiamna SREB - Replace Roofing and Siding | Existing roof and siding are very old and lack insulation. Department will install a new energy efficient roof and siding to save costly heating fuel. | 225000 | 15634000 | 225000 | 15634000 | Illiamna | 37S
23 | Facilities | Renew, Repair, Refurbish Nome Complex Buildings | The current SEF shop and cold storage huts need electrical/lighting upgrades, interior wall improvements for better storage needs, concrete approaches, siding/roofing replacement and/or painting, exterior loading dock replacement, and interior painting. | 200000 | 15834000 | 200000 | 15834000 | Nome Complex | 39T
24 | Facilities | Bethel SRE Building - Replace Roof and Siding | Existing roof and siding are very old and lack insulation, new energy efficient roofing and siding to improve building performance. | 100000 | 15934000 | 100000 | 15934000 | Bethel | 38S
25 | Facilities | Cold Bay Warm Storage - Replace Roof, Siding, and Overhead Doors | Existing roof and siding is deteriorated and leaks, Doors are inefficient and allow tremendous heat loss. Upgrade to new insulated doors and insulated siding to save on utility costs | 250000 | 16184000 | 250000 | 16184000 | Cold Bay | 37S
26 | Facilities | Replace Peger Maintenance Building Roof | Replace aging roof that has periodic leaks. Replace the existing roofing material with EPDM and increase the ceiling R-value to R-50 or better. | 520000 | 16704000 | 520000 | 16704000 | Peger Complex | 1A
27 | Facilities | Replace Fairbanks SEF Overhead Crane | Current cranes (2 each 7.5 ton) are over 30 years old, parts are no longer available. Functionality and fine control are deteriorating. | 82000 | 16786000 | 82000 | 16786000 | Fairbanks SEF Shop Building | 1A
28 | Facilities | Replace Siding at Cantwell Station | The existing siding on the shop is an EIFS system that has been damaged in several areas. The siding is coming loose from the substrate and repair would be cost prohibited. The new metal siding would be low maintenance and simpler to repair if necessary. | 250000 | 17036000 | 250000 | 17036000 | Cantwell Station | 6C
29 | Facilities | Northern Region Asbestos Abatement | The average age of NR buildings is 35 years old. Any building constructed prior to 1981 has Asbestos materials throughout. Mastic was used to secure vinyl flooring and carpeting. Asbestos was prevalent in ceiling tiles drywall board, roofing materials and cement board siding. Testing and abatement need to be prioritized in all older buildings. | 375000 | 17411000 | 375000 | 17411000 | Peger SEF Complex Floors | 1A
30 | Facilities | Central Region - Hazardous Materials Assessment/Abatement | OSHA is requiring assessments of Hazardous Materials in all occupied State facilities constructed prior to 1980. | 375000 | 17786000 | 375000 | 17786000 | Region Wide | 0
31 | Facilities | Yakutat Maintenance Station - Roof Access, Safety Tie-off, and Exterior Siding Repairs | Roof edge access is too high to be utilized and there are no safety tie-offs to permit access. Clerestory windows have leaked since the building was commissioned. Exhaust stack cap blew off and cannot be replaced without safe access. Work would require installation of ladder ways and pathways. | 175000 | 17961000 | 175000 | 17961000 | Yakutat | 32-P
32 | Facilities | Talkeetna SREB - Install New Floor Drain System | Existing Drain system has deteriorated and no longer functions | 75000 | 18036000 | 75000 | 18036000 | Talkeetna | 10E
33 | Facilities | Talkeetna SREB - Replace Boiler and HVAC System | Existing boiler has exceeded its life expectancy. | 120000 | 18156000 | 120000 | 18156000 | Talkeetna | 10E
34 | Facilities | Renew, Repair & Renovate Saint Mary's A/P Complex | Many maintenance issues have been deferred over the years due to lack of district resources and onsite maintenance personnel. Logistics and budget prevented frequent maintenance. Need to replace all t12 lighting in all buildings with LED/ t5/t8 fixtures to improve lighting efficiencies (a total of 33 t12 fixtures). Install lighted exit signs on all required exits, relocate and wire in new fuel tanks, install electric heater in generator module, install new electrical mast at the Town shop, repair leaking SREB roof, clean water holding tank (black inside), fix sewage lagoon fencing, realign sewer drain to lagoon, replace two Plexiglas windows in SEF shop, demolish and dispose of old sand storage shed, general cleanup of complex and in town shop. The SREB bathroom needs to be refurbished. The SEF shop will have water supplied to the shop for a sink and bathroom, and to replace a man-door and the windows. About 2 dozen old fuel tanks ranging in size from 500gal to 10,000gal need to be disposed of too. The NR Regional Roving Crew will be utilized to perform this work. The PCNs on this crew are funded by 100% Capital Receipt Authority. | 200000 | 18356000 | 200000 | 18356000 | Saint Marys A/P | 39T
35 | Facilities | Anchorage Sign Shop - Replace Roof and Insulation | Replace old leaky roof with new roofing materials and install additional insulation to improve the energy efficiency of this old structure | 275000 | 18631000 | 275000 | 18631000 | Anchorage | 22
36 | Facilities | Boiler Replacement | Boiler Replacement | 300000 | 18931000 | 300000 | 18931000 | Anchorage | 22
37 | Facilities | Renew Paint on Interior Rural Airport SREBs | Many rural airports in the Interior District need to be scraped and repainted to preserve the buildings. This is logistically intensive due to the fly-in only access to the facilities. | 220000 | 19151000 | 220000 | 19151000 | NR Rural Airports - Interior District | 6C
38 | Facilities | Gustavus Maintenance Shop - Door Installation | Install 2 new doors in equipment storage area. | 50000 | 19201000 | 50000 | 19201000 | Gustavus | 33-Q
39 | Facilities | Dutch Harbor Storage Facility - Repair Concrete Roof | Roof leaks excessively causing safety concerns with electrical panels. Needs drains (scuppers) installed and new membrane | 350000 | 19551000 | 350000 | 19551000 | Dutch Harbor | 37S
40 | Facilities | Skagway Avalanche Shed - Sectional Door Replacement | Install a new sectional door as the old door has become unserviceable. | 25000 | 19576000 | 25000 | 19576000 | Skagway | 32
41 | Facilities | Palmer Highways/SEF Maintenance Station Seal Roof | Roof has some leaks and needs to be resealed. | 85000 | 19661000 | 85000 | 19661000 | Palmer | 8
42 | Facilities | Ketchikan M&O Replace Doors on Cold Storage Shed | Ketchikan M&O needs new doors on the cold storage shed. The present sliding doors are wearing out and becoming a safety issue. | 80000 | 19741000 | 80000 | 19741000 | Ketchikan | 36R
43 | Facilities | Electrical System Upgrade at Thompson Pass | Original construction electrical system in the Shop and Bunkhouse needs to be upgraded to current electrical code including the diesel generator backup. Although compliant at date of original construction, upgrades will result in significant installation of safety features that will provide a higher level of safety for employees. | 350000 | 20091000 | 350000 | 20091000 | Thompson Pass | 9E
44 | Facilities | Anchorage Aviation Building - Replace Concrete Sidewalk and Stairs | Existing sidewalks and stairs are cracked and have potholes creating hazardous conditions for visiting patrons and employees | 55000 | 20146000 | 55000 | 20146000 | Anchorage | 21K
45 | Facilities | Kodiak Griffin Building - Renovate 1st Floor Office Areas/Restrooms | Substandard leased space without ADA compliance. | 125000 | 20271000 | 125000 | 20271000 | Kodiak | 35
46 | Facilities | Region Wide (South Coast) Lighting Upgrade | Replace inefficient lighting with T8 and LED lighting. | 100000 | 20371000 | 100000 | 20371000 | Region Wide | 32-P, 33-Q, 34-Q, 35-R, 36-R
47 | Facilities | Kodiak Griffin Building - Install Drop Ceiling and New lighting | Ceilings need to be installed to provide more energy efficient lighting and to improve the appearance of the facility. | 97000 | 20468000 | 97000 | 20468000 | Kodiak | 32P
48 | Facilities | Seven Mile SER Complex - Ventilation Improvement | Replace restroom exhaust ventilator to improve indoor air quality. Install new exhaust system for 1st and 2nd floor copy rooms to reduce heat buildup in the building. | 45000 | 20513000 | 45000 | 20513000 | Juneau | 34-Q
49 | Facilities | Replace Tazlina HQ Building Siding | The project will wrap the building with 2 inches of rigid foam (R-Value=10) and install metal siding for a cost efficiency upgrade. This will eliminate future sand blasting and painting by installing a maintenance free exterior with significant fuel oil savings. | 85000 | 20598000 | 85000 | 20598000 | Tazlina | 6C
50 | Facilities | North Kenai Maintenance Station - Replace Siding | Existing siding is very old and lack insulation. We wish to install new sandwiched foam metal panels to improve the energy efficiency of this structure and save on utility costs | 150000 | 20748000 | 150000 | 20748000 | North Kenai | 29O
51 | Facilities | Anchorage Chemical Storage Building - Roof and Siding Replacement | Existing metal roof and siding have deteriorated and leak. Need to replace with more corrosion resistant finishes. | 200000 | 20948000 | 200000 | 20948000 | Anchorage | 22
52 | Facilities | Seven Mile SER Complex -HVAC Major Maintenance and Upgrade | Clean ducts in entire building, rebalance, and repair system for efficient operation and lower operating costs. This project will increase productivity and improve indoor air quality for health/life safety. | 150000 | 21098000 | 150000 | 21098000 | Juneau | 34-Q
53 | Facilities | Region Wide M&O Maintenance Bldg. Office Floor Covering Replacement | Floor finishes are wearing out and need replacement before they become a safety hazard. | 85000 | 21183000 | 85000 | 21183000 | Region Wide | 32-P, 33-Q,34-Q, 35-R,36-R
54 | Facilities | Kalsin Bay Maintenance Building - Replace Septic and Leach Field | Replace faulty septic and leach field with new code compliant septic and drainage system | 140000 | 21323000 | 140000 | 21323000 | Kalsin Bay | 32P
55 | Facilities | Replace Paxson Bunkhouse | Paxson Maintenance Station has a 60's era trailer that serves as a bunkhouse. It has been added on to over the years to add living space. It has structural issues and wiring from the 60's that we cannot verify is safe. There is another building that acts as a mechanical room that provides heat to this bunkhouse and another bunkhouse adjacent to it. The project will combine 3 buildings into one usable space with all mechanical room needs within a single building as well. This will save operating costs of 1 building vs 3 separate buildings as well as give our personnel a safe livable environment to work in. | 1000000 | 22323000 | 1000000 | 22323000 | Paxson Maintenance Station | 6C
56 | Facilities | Cold Bay Employee Housing - Seal Concrete Foundations | Foundations leak and need to be sealed to prevent water damage to personal belongings and mold infiltration. | 125000 | 22448000 | 125000 | 22448000 | Cold Bay | 37S
57 | Facilities | Kodiak Courthouse - Install Direct Digital Controls on Heat/cooling system | The installation of digital controls would allow evening setbacks, and better control of both heating and cooling systems. This upgrade would save energy and increase occupant comfort. | 75000 | 22523000 | 75000 | 22523000 | Kodiak | 32P
58 | Facilities | Kodiak Regional Office - Install new Direct Digital Controls | The installation of digital controls would allow evening setbacks, and better control of both heating and cooling systems. This upgrade would save energy and increase occupant comfort. | 50000 | 22573000 | 50000 | 22573000 | Kodiak | 32P
59 | Facilities | Anchorage Annex - Install AC | Building lacks any cooling capability, needs AC to allow additional cooling for occupant comfort | 140000 | 22713000 | 140000 | 22713000 | Anchorage | 22
60 | Facilities | Repair & Renew Security Fence/Gates at Peger Road | 3,700 feet of the existing security fence fabric and posts are in poor shape. Original complex fence has posts that are bent, broken, or missing. In places the fence fabric is damaged and some of the gates need replacement. | 94600 | 22807600 | 94600 | 22807600 | Peger Complex | 1A
61 | Facilities | Renovate Tazlina SEF Steel Storage Rack | Install a roof over the Tazlina S.E.F. steel storage rack. The rack is uncovered and leads to problems with rusty metal, causing project time to run longer because extensive cleaning is necessary. The roof would reduce unnecessarily ineffecient labor time, ease inventory location, and reduce inventory loss. | 47000 | 22854600 | 47000 | 22854600 | Tazlina Station | 6C
62 | Facilities | North Kenai Maintenance Station - Install Electronic Security Gate | Gate security will prevent loss due to theft of State Property. | 45000 | 22899600 | 45000 | 22899600 | North Kenai | 30O
63 | Facilities | Region Wide (Central) - Construct Refueling Stations from Concrete | EPA requires fueling activities to be conducted on an impervious surface. Need to install concrete fueling pads | 175000 | 23074600 | 175000 | 23074600 | Region Wide | 0
64 | Facilities | Renew Peger Admin Building Ducts by Cleaning | This maintenance housekeeping item is overdue. Improved HVAC efficiency with reduced dust in the air is expected. | 64000 | 23138600 | 64000 | 23138600 | Peger Complex | 1A
65 | Facilities | Anchorage Communications Building - DDC Upgrades | HVAC systems controls needs upgrade to better heat and cool the facility. Many critical communications systems depend on proper cooling in this facility. | 50000 | 23188600 | 50000 | 23188600 | Anchorage | 20
66 | Facilities | Central Region Maintenance Shops/Weigh Stations | Several Shops/Weigh Stations have non-potable water supply need new wells and/or filtration systems | 425000 | 23613600 | 425000 | 23613600 | Glenn, Potter, Silvertip. | 22, 28
67 | Facilities | Replace Peger Complex Windows | Many of the existing windows are single pane with storm panes and have very low R-values. They have high maintenance wood frames with worn out operating mechanisms. New windows will have much higher R-value and low maintenance plastic or fiberglass frames. Maintenance building, Tech Services, Supply, Materials, and SEF. | 152000 | 23765600 | 152000 | 23765600 | Peger Complex | 1A
68 | Facilities | Anchorage Annex - Install Parking Lot Lights | Parking Lot has inadequate lighting and is hazardous to public and employees | 40000 | 23805600 | 40000 | 23805600 | Anchorage | 22
69 | Facilities | Replace Rural A/P Building Lighting with LED Lights | Due to the high cost of electricity in rural areas replacing the existing lighting with LED will save 70% on lighting costs. Also the existing metal halide or high pressure sodium lighting have poor color rendering, long warm up and re-strike time and short lifespans relative to LED which reduces maintenance. The end result is better lighting to support operations with electric costs cut more than in half. Payback estimated at seven years which is longer than typical for LED due to rural airport logistical costs. Per A/P cost: $6,000 materials, $2,500 in-house labor, $1,500 travel, per diem & shipping. | 660000 | 24465600 | 660000 | 24465600 | Region Wide | 6C, 39T, 40T
70 | Facilities | Region Wide (Central) - Decommission USTs | Numerous USTs need to be removed from service, tested, excavated or abandoned in place | 300000 | 24765600 | 300000 | 24765600 | Region Wide | 0
71 | Facilities | Renovate - Tazlina Station Sand Storage Building for Salt Storage | Tazlina now has no salt storage, an addition to the existing sand shed would allow M&O better results with snow and ice control. Tazlina is also the district hub and all 6 camps would benefit with the salt storage. Tazlina now struggles with tarps and timbers in an attempt to store salt. A 50X50 addition to the existing sand shed is needed. | 120000 | 24885600 | 120000 | 24885600 | Tazlina Station | 6C
72 | Facilities | Cascade Warm Storage - Replace Siding and Windows | Existing siding is deteriorated and leaks, windows are inefficient and allow tremendous heat loss. Upgrade to new Thermopane windows and insulated siding to save on utility costs | 110000 | 24995600 | 110000 | 24995600 | Cascade | 9E
73 | Facilities | Kodiak Court - Install Drop Ceiling and New Lighting | Install Drop ceiling and lighting in remaining area that did not get previously upgraded | 120000 | 25115600 | 120000 | 25115600 | Kodiak | 32P
74 | Facilities | Aniak Maintenance Shop - Roof Replacement | Roof is extremely old and leaks excessively | 175000 | 25290600 | 175000 | 25290600 | Aniak | 38S
75 | Facilities | Chenega Bay SREB - Construct Crew Shelter | There are no commercial or state lodging available at this remote airport. Provide a suitable shelter for maintenance crews to stay while servicing equipment of facilities. | 37000 | 25327600 | 37000 | 25327600 | Chenega Bay | 32P
76 | Facilities | Kodiak Courthouse - Upgrade Ventilation System | Many office areas lack sufficient ventilation for occupant comfort. This upgrade would revamp the existing system to provide additional cooling to other office areas. | 156000 | 25483600 | 156000 | 25483600 | Kodiak | 32P
77 | Facilities | Kodiak Griffin Building - HVAC System Control Upgrade | HVAC system controls needs upgrade to better heat and cool the facility. Many critical communication systems depend on proper cooling in this facility. | 125000 | 25608600 | 125000 | 25608600 | Kodiak | 32P
78 | Facilities | Anchorage Drillers Shop - Replace 18 bifold doors | Existing Bi-fold doors are uninsulated and do not seal properly. We are experiencing tremendous heat loss in the building. | 300000 | 25908600 | 300000 | 25908600 | Anchorage | 22
79 | Facilities | Anchorage Highway Maintenance Station - Abate Asbestos | There is asbestos throughout the facility that needs to be removed. | 125000 | 26033600 | 125000 | 26033600 | Anchorage | 22
80 | Facilities | Palmer Warm Storage - Replace Roofing and Siding | Existing roof and siding iare very old and have little insulation, new energy efficient roofing and siding will save in utility costs. | 165000 | 26198600 | 165000 | 26198600 | Palmer | 11F
81 | Facilities | Seven Mile SER Complex - 2nd Floor Ceiling Tile Replacement | Replace poor quality ceiling tile for acoustical and lighting improvement. This will increase occupant productivity. | 40000 | 26238600 | 40000 | 26238600 | Juneau | 34-Q
82 | Facilities | Kenai Combined Facility - Repave parking lot | Parking lot has deteriorated and has potholes, cracks, and ruts. Needs new asphalt and curbs to provide a safe surface for visitors and employees. | 165000 | 26403600 | 165000 | 26403600 | Kenai | 30O
83 | Facilities | Kodiak Regional Office - Repair Parking Lot | Pave parking area, existing lot is cracked and potholed | 300000 | 26703600 | 300000 | 26703600 | Kodiak | 32P
84 | Facilities | Kodiak SEF Maintenance Shop - Install Security Fence | Install security fence around DOT&PF Complex for safety and security. | 175000 | 26878600 | 175000 | 26878600 | Kodiak | 32P
85 | Facilities | Anchorage Public Safety - Repave Parking Lot | Existing Parking lot has deteriorated (cracks and potholes, etc.) | 520000 | 27398600 | 520000 | 27398600 | Anchorage | 20
86 | Facilities | Tudor Complex - Repave Yard | Existing pavement has deteriorated and become irreparable. Hugh potholes, cracks, and crumble asphalt litter the complex. | 1000000 | 28398600 | 1000000 | 28398600 | Anchorage | 22
87 | Facilities | Kodiak Court Building Roofing Replacement | Roofing has exceeded its life expectancy and needs replacing | 250000 | 28648600 | 250000 | 28648600 | Kodiak | 32
88 | Facilities | Chenega Bay SREB - Install Restroom with Septic System and Well | This remote SREB needs a restroom with EPA compliant septic system. | 200000 | 28848600 | 200000 | 28848600 | Chenega Bay | 32P
89 | Facilities | Kalsin Bay Maintenance Building - Pave yard around building | Yard is rutted, muddy, and holds water. Need to regrade and pave the yard. | 150000 | 28998600 | 150000 | 28998600 | Kodiak | 32P
90 | Facilities | Kodiak SEF Maintenance Shop - Pave Parking Area | Existing yard is poorly graded, gets extremely muddy, and needs resurfaced. | 182000 | 29180600 | 182000 | 29180600 | Kodiak | 32P
91 | Facilities | Kodiak Airport Equipment Warm Storage - Pave Parking Area | Yard is rutted, muddy, and holds water. Need to regrade and pave the yard. | 150000 | 29330600 | 150000 | 29330600 | Kodiak | 32P
92 | Facilities | Kodiak Regional Office - Renovate 2nd Floor for Leasing | Office building needs to be reconfigured to meet new State Space Standards and Utilization | 80000 | 29410600 | 80000 | 29410600 | Kodiak | 32P
93 | Facilities | Dutch Harbor - Remove Asbestos from Hanger Building | Building contains asbestos and is a hazard to employees entering the facility. Asbestos needs to be removed or contained. | 410000 | 29820600 | 410000 | 29820600 | Dutch harbor | 37S
94 | Facilities | Trims Generator Replacement | Replace generators at Trims. Generators are aging and are at the end of useful life. | 140000 | 29960600 | 140000 | 29960600 | Fairbanks | 01A
95 | Facilities | Trims Shop Addition | Add another bay to the Trims Shop. This is needed to help the H&A mission at the Richardson Highway. | 750000 | 30710600 | 750000 | 30710600 | Fairbanks | 01A
96 | Facilities | Delta, Northway sand sheds | Construct sand sheds for Delta and Northway | 1000000 | 31710600 | 1000000 | 31710600 | Delta, Northway | 09E, 06C
97 | Facilities | New Delta Shop | Construct new shop in Delta | 5000000 | 36710600 | 5000000 | 36710600 | Delta | 09E
98 | Facilities | New Northway Shop | Construct new shop in Northway | 5000000 | 41710600 | 5000000 | 41710600 | Northway | 06C
99 | Facilities | Ernestine bunkhouse | Build/install new bunkhouse in Ernestine station | 1250000 | 42960600 | 1250000 | 42960600 | Tazlina Station | 6C
100 | Facilities | Nelchina salt storage | Nelchina currently has no salt storage bin, a salt storage bin added to the sand shed would allow M&O to respond better to snow and ice events with the changing climate. | 150000 | 43110600 | 150000 | 43110600 | Nelchina | 09E
101 | Facilities | Nelchina Bunk house | Build/install new bunkhouse in Nelchina | 1250000 | 44360600 | 1250000 | 44360600 | Nelchina | 09E
|  |  | FACILITY TOTAL: | 44360600 |  | 44360600
AMHS
1 | AMHS - Lituya | Renew with new/supportable Vessel E-Circuit UPS | Vessel's UPS failed in 2019 and is original equipment (15 years old). Replacement parts are scarce for this vital emergency backup system. Recommend an updated/in kind replacement. | 100000 | 100000 | 100000 | 100000 | Lituya | Statewide
2 | AMHS - Aurora | Install Bilge Alarm System | Install high water alarm monitoring in the following unmanned spaces: Bow Thruster Room, MSD Room, Shaft Alley, and Steering Gear Room (already existing). Also install high water level alarm in engine room. | 50000 | 150000 | 50000 | 150000 | Aurora | Statewide
3 | AMHS - Tustumena | General Alarm and Lighting Battery Replacement | General Alarm and E-Lighting UPS needs replaced with a new in kind unit. It has exceeded its useful life (10 years). | 100000 | 250000 | 100000 | 250000 | Matanuska | Statewide
4 | AMHS - Lituya | Air Dryer Install | Install an Air Dryer into the Ship Service Air System to prevent further damage to vessel shaft brakes. | 50000 | 300000 | 50000 | 300000 | Lituya | Statewide
5 | AMHS - Matanuska | Lifeboat Bowsing Gear | Replace/Repair #2 and #3 Lifeboat bowsing gear hydraulic fittings | 100000 | 400000 | 100000 | 400000 | Matanuska | Statewide
6 | AMHS - Tustumena | Steering System Alarm and Control Upgrades | Upgrade the existing Steering Gear Alarm Panel and Controls with a modern reliable system. Parts are scarce as Matthews Marine, the OEM, no longer supports it. | 250000 | 650000 | 250000 | 650000 | Matanuska | Statewide
7 | AMHS-Kennicott | Painting and Structure/Car Deck/Structural Fire Protection/Main Deck, P&S 5/19/2010 -- | In practice, the lower extent of the curtain plate insulation frequently becomes saturated by water. | 20000 | 670000 | 20000 | 670000 | Kennicott | Statewide
8 | AMHS - LeConte | Car Deck Coatings | Bead blast car deck down to white steel and recoat with the protective zinc coating. Areas around bulkheads and obstructions will need to be needle gunned to remove rust and paint. | 60000 | 730000 | 60000 | 730000 | LeConte | Statewide
9 | AMHS - Aurora | Blast & Coat Car Deck | Bead blast car deck down to white steel and recoat with the protective zinc coating. Areas around bulkheads and obstructions will need to be needle gunned to remove rust and paint. | 60000 | 790000 | 60000 | 790000 | Aurora | Statewide
10 | AMHS - Kennicott | Side doors & Deck Prep & Paint | The Starboard doors & framing as well as the deck need to be prepped and painted due to heavy rust and no way to get done by the crew, The Port side doors & framing as well as the deck need to be prepped and painted due to rust and no way to get done by the crew. Paint the bulkhead aft of the doors 2 frames back, as well as the King Posts Up to the cabin deck level. The Car deck indicated in the drawing (attached) need to be done as there is no way for the crew to get them done because of water that leaks in from the hinge decks and the doors being used in and out of ports and the shipyard work. | 60000 | 850000 | 60000 | 850000 | Kennicott | Statewide
11 | AMHS-Lituya | Mechanical and Electrical Systems/Ancillary Machinery/Boiler Return Line Valve/Hold, Fr. 54, Port | Boiler has two return lines but only one has a valve on it. The other return line cannot be isolated so when hydro testing the boiler, the lines are pressurized also. | 1000 | 851000 | 1000 | 851000 | Lituya | Statewide
12 | AMHS - Aurora | Install AC System/Provide Ventilation | Due to possibility of high temperatures in crew staterooms install air conditioning via centrally located chill water coils or provide opening portholes in staterooms. | 100000 | 951000 | 100000 | 951000 | Aurora | Statewide
13 | AMHS - LeConte | Windlass and Capstan Survey | Remove windlass and capstan from vessel, inspect foundations, rebuild machinery as needed. | 120000 | 1071000 | 120000 | 1071000 | LeConte | Statewide
14 | AMHS Kennicott | Painting and Structure/Tanks and Voids/ECC False Deck Failure/Second Deck, 3-91-2, | Floor of ECC is reported to be failing; hole found under rubberized floor covering, in steel plate. | 35000 | 1106000 | 35000 | 1106000 | Kennicott | Statewide
15 | AMHS - Lituya | Upgrade Bow Thruster to EALS | Upgrade vessel bow thruster hydraulics to an environmentally friendly hydraulic oil. | 50000 | 1156000 | 50000 | 1156000 | Lituya | Statewide
16 | AMHS - Kennicott | Anchor Windlass Overhaul | Anchor Windlass was only partially overhauled in FY17 due to financial and time constraints. Much more work needed to complete. | 100000 | 1256000 | 100000 | 1256000 | Kennicott | Statewide
17 | AMHS-Aurora | Public Spaces /Purser/wheelchair lift | Reverse Door on Wheelchair lift. | 7500 | 1263500 | 7500 | 1263500 | Aurora | Statewide
18 | AMHS - Kennicott | Fin Stabilizer Overhaul | Fin Stabilizers were only partially overhauled in FY19 due to time constraints. Much more work needed to Complete. | 150000 | 1413500 | 150000 | 1413500 | Kennicott | Statewide
19 | AMHS - Aurora | Reefer Trailer Receptacles | Move the receptacle supplied power to available breakers on adjacent 480 three phase panel. Change receptacles to the type that AML uses for their trailer power. | 75000 | 1488500 | 75000 | 1488500 | Aurora | Statewide
20 | AMHS-Kennicott | Deck and Safety/Deck Machinery/Bridge Windows Icing | Unable to comply with 33 CFR 164.15 under routine Alaska freezing and below zero weather conditions. Under icing & heavy snow conditions we are unable to provide the conning officer with a sufficient field Extensive icing inside and outside the wheelhouse during recent operations in winter weather. This has been a lifetime of the ship issue and should be addressed in the upcoming CIP. Internal issue could be addressed with a combination of separating wheelhouse controls from all the staterooms below, and perhaps a system to provide dry supply air to window surfaces. Exterior issue will require addressing with Wynn washer, wiper systems. The washer system freezes in cold weather and perhaps the issue could be resolved by adjustment of the purge cycle? The wiper system is aging- after 10 years usage | 50000 | 1538500 | 50000 | 1538500 | Kennicott | Statewide
21 | AMHS-Lituya | Mechanical and Electrical Systems/HVAC/Vent Damper/Foc's'le Deck, Fr. 20, Aft side of House | The vent damper on the aft side of the house is corroded and will need to be renewed during the next overhaul. | 10000 | 1548500 | 10000 | 1548500 | Lituya | Statewide
22 | AMHS - Matanuska | Bridge Deck Crew Quarters Bathroom Piping | Pipes behind toilets in 1AE, CM, 2AE, 2M, 3AE, and 3M rooms have compartments for sanitary piping that shows rust and corrosion. Examine piping and replace piping as needed. Inspect metal plate for mounting toilets; remove corrosion and replace as needed. | 100000 | 1648500 | 100000 | 1648500 | Matanuska | Statewide
23 | AMHS - Tustumena | Overhaul Accommodation Ladder Support Pins | Disassemble port and starboard ladder rotation pins and supports. Renew hardware with stainless, shim to even fore and aft, prime and paint. | 50000 | 1698500 | 50000 | 1698500 | Matanuska | Statewide
24 | AMHS-Matanuska | Deck and Safety/Communication (lnter-ship)/lJV Circuit Between Wheelhouse & BT | Refer to FY07 Engine SMR No. 13 (dated 5.20.2006). Voice communication with Wheelhouse is by Sound Powered Phone. In an emergency clear voice contact will be vital to safety. The very noisy environment of the B/T space when operating requires an alternative to SP Phones; suggest headset and microphone as in Steering Compartment. | 15000 | 1713500 | 15000 | 1713500 | Matanuska | Statewide
25 | AMHS - Aurora | Solarium Windows | Remove both inboard rows of solarium overhead windows in both solariums. Replace with steel plate. | 50000 | 1763500 | 50000 | 1763500 | Aurora | Statewide
26 | AMHS-Kennicott | Chock Replacement | Replace remaining roller chocks on the ship with Stainless Steel Panama chocks | 60000 | 1823500 | 60000 | 1823500 | Kennicott | Statewide
27 | AMHS - LeConte | Bow Mooring Protection Box | Design and install a linehandler protection box similar to the Aurora | 5000 | 1828500 | 5000 | 1828500 | LeConte | Statewide
28 | AMHS-Lituya | Main Engine and Propulsion/Controls/Main Engine Monitoring/Main deck, 57, Starboard | The vessels crew would like to have the engine monitoring system on the engineer's computer which is located in the Engineers Workshop. Currently this monitoring system is only on the bridge. This monitoring system is manufactured and installed by Prime Mover Controls of British Columbia. | 10000 | 1838500 | 10000 | 1838500 | Lituya | Statewide
29 | AMHS-Kennicott | Deck and Safety/Deck Machinery/Foredeck Chock Gratings/Boat Deck | Steel gratings which enclose the bulkhead openings where line chocks penetrate are exposed to severest weather require constant maintenance to prevent rust bleeding onto foredeck. Due to location and route exposure to nature, crew is unable to maintain these items while on the run. Bleeding rust is an eyesore on the foredeck. Bow lookout platform is also problematic, and replacing grating would ease deck maintenance burden. | 10000 | 1848500 | 10000 | 1848500 | Kennicott | Statewide
30 | AMHS-Kennicott | Mechanical and Electrical Systems/Piping/ Fuel Oil Transfer Pump | In the original Wartsila design, there should be an auto pump out system, where fuel is pumped back to the settler tank. | 30000 | 1878500 | 30000 | 1878500 | Kennicott | Statewide
31 | AMHS - LeConte | E-Light Switch Installation | Install switch outside of electrical panel for breakers 1, 2, and 22. | 2500 | 1881000 | 2500 | 1881000 | LeConte | Statewide
32 | AMHS-Kennicott | Mechanical and Electrical Systems/HVAC/Roomettes Air Supply/Sun Deck, | Inadequate air supply to the roomettes. Refer to AMOS Work Item No. 06/013425. During CIP in 2004, the HVAC system was balanced and several structural deficiencies were found in this system. The ducting needs to be modified . (Portside frame #76 - Sundeck there is a section of the main duct run that has many elbows that is causing restrictions; Room 8-72-3 Branch line to box needs to be redone. | 50000 | 1931000 | 50000 | 1931000 | Kennicott | Statewide
33 | AMHS - Kennicott | Galley Deck | Repair tiles in galley area and reseal the entire deck area | 30000 | 1961000 | 30000 | 1961000 | Kennicott | Statewide
34 | AMHS - Kennicott | Deck Sockets | Add 7 flush deck cloverleaf sockets to aft car deck to provide safe vehicle tie down locations in inclement weather. | 65000 | 2026000 | 65000 | 2026000 | Kennicott | Statewide
35 | AMHS - Kennicott | Curtain Plate Steel | Provide UT shots of steel where shell plate meets car deck to ascertain deterioration and replace as needed. Area is difficult to assess due to SOLAS SFP and cladding. | 83000 | 2109000 | 83000 | 2109000 | Kennicott | Statewide
|  |  | Total Vessel DM | 2109000 |  | 2109000 | 44483000
TERMINAL PROJECTS
1 | AMHS-Haines Terminal | Bathroom Rehab/door replacement | Bathroom Rehab/door replacement | 150000 | 150000 | 125000 | 125000 | Haines | 33Q
2 | AMHS-Sitka Terminal | Replace Exterior Doors | Replace Exterior Doors | 30000 | 180000 | 2500 | 127500 | Sitka | 35R
3 | Ketchikan- Terminal | Door Replacement | Door Replacement | 50000 | 230000 | 50000 | 177500 | Ketchikan | 36R
4 | Cordova-Terminal | Replace Exterior Doors | Replace Exterior Doors | 30000 | 260000 | 30000 | 207500 | Cordova | 32P
5 | Homer- Terminal | Repair Building Exterior | Repair Building Exterior | 150000 | 410000 | 150000 | 357500 | Homer | 32P
7 | Ketchikan-Terminal | Heating Central Upgrade | Heating Central Upgrade | 250000 | 660000 | 195000 | 552500 | Ketchikan | 36R
8 | Ketchikan - Terminal | Main Berth | Pedestrian Walkway Upgrade | 10000 | 670000 | 10000 | 562500 | Ketchikan | 36R
|  |  | Total Terminal Facility DM | 670000 |  | 562500 | 2110000
43 |  |  | Total AMHS | 2779000 |  | 2671500
Aviation
1 | Aviation | Eagle Airport electrical building | Replace Eagle Airport electrical building. The current one is full of rot and black mold. | 20000 | 20000 | 20000 | 20000 | Eagle | 6-C
2 | Aviation | NR Airport Electrical Repairs | Repair & Replace damaged airport lighting throughout NR | 100000 | 120000 | 100000 | 120000 | Northern Region | 1-A, 2-A, 3-B, 4-B, 5-C, 6-C, 9-E, 10-E, 32-P, 37-S, 39-T, 40-T
3 | Aviation | Western District Lighting Repairs | This project will consist of replacement of or repair of existing Lights. | 120000 | 240000 | 120000 | 240000 | Nome | 39-T
4 | Aviation | Nunam Iqua Airport Lighting Replacement | Currently all of the Taxiway Cans and Approx. 80% of the runway cans are jacking out of the ground. This project will consist of performing a full lighting system replacement and plans to reuse some of the existing materials. | 1200000 | 1440000 | 1200000 | 1440000 | Nunam Iqua | 39-T
5 | Aviation | Interior Airport Brush Cutting Equipment | After review of existing clearing equipment we are proposing to purchase another piece of clearing equipment. At this time we are reviewing loader mounted clearing attachments which can be used by existing loaders at the airport. This attachment should meet our needs and be more cost effective to ship and the initial purchase price is less than a new piece of specialized clearing equipment. | 100000 | 1540000 | 100000 | 1540000 | Northern Region | 6-C, 39-T, 40-T
6 | Aviation | Interior Airports Compactor | Purchase compactor attachment for two Interior AIP graders Birch creek and Hughes, | 175000 | 1715000 | 175000 | 1715000 | Northern Region | 6-C, 39-T, 40-T
7 | Aviation | Gulkana airport ski strip taxi and tiedown | Build taxiway and tie down area for ski planes at Gulkana airport | 80000 | 1795000 | 80000 | 1795000 | Tazlina | 6-C, 9-E
8 | Aviation | Rural Airports - Surface Repairs | Shoulder repair, longitudinal cracking in runway, safety areas and ramps at 4 Western airports: Noorvik, Brevig Mission, Teller, and Mountain Village. | 450000 | 2245000 | 450000 | 2245000 | Northern Region | 37-S, 39-T, 40-T
9 | Aviation | Western Airport Brush-Cutting | Brush cutting at various Western airports – to improve aviation safety: airports needing attention include Shungnak, Kiana, Selawik, Noatak, Dahl Creek, St. Marys, Nunam Iqua, Emmonak, and Kobuk. | 40000 | 2285000 | 40000 | 2285000 | Northern Region | 38-S, 39-T, 40-T
10 | Aviation | Airport stockpiles | Provide D-1 aggregate stockpiles at various airports needing attention: include Noorvik, Kobuk, Deering, St Mary's, Marshall, Elim and other airports as needed. | 150000 | 2435000 | 150000 | 2435000 | Nome | 39-T
11 | Aviation | Interior Airport Brush Cutting | This project will consist of performing clearing work at bettles and huslia. These funds will be combined with other AIP Obstruction Removal Funding. | 350000 | 2785000 | 350000 | 2785000 | Northern Region | 39-T, 40-T
12 | Aviation | Interior Airport Brush Cutting | This project will consist of performing clearing work at Kaltag, and Birch Creek. | 350000 | 3135000 | 350000 | 3135000 | Northern Region | 6-C, 39-T
13 | Aviation | Tazlina Airport Dust Palliative | Apply dust palliative to Tazlina airport. | 60000 | 3195000 | 60000 | 3195000 | Northern Region | 6-C
14 | Aviation | Chitina Dust Palliative | Apply dust palliative to existing surface aggregate | 75000 | 3270000 | 75000 | 3270000 | Northern Region | 6-C
15 | Aviation | McCarthy Airport Tie-down replacement | Rebuild tie-down area and install new tie-downs | 65000 | 3335000 | 65000 | 3335000 | Northern Region | 6-C
16 | Aviation | Gulkana airport electrical service install | Install electrical power to tie down spaces on ski strip tie down area | 80000 | 3415000 | 80000 | 3415000 | Tazlina | 6-C, 9-E
17 | Aviation | Shageluk Airport Access Road Erosion Repair | Innoko River is encroaching on the Airport Access Road at Shageluk. Repair portions of the existing embankment and install erosion protection measures. | 500000 | 3915000 | 500000 | 3915000 | Shageluk | 37-S
18 | Aviation | Western Rural Airports Resurfacing | Crush, and apply, new surface aggregate for 3 rural airports to include Selawik, Koyuk, and Nunam Iqua. | 3600000 | 7515000 | 3600000 | 7515000 | Northern Region | 37-S, 39-T, 40-T
19 | Aviation | Western Airport signage replacement-including windsocks | Replace fading and damaged airport signs at Emmonek and other Western District Airports | 40000 | 7555000 | 40000 | 7555000 | Northern Region | 37-S
20 | Aviation | Selawik Lighting Repairs | This project will consist of performing a lighting system check and replacement of or repair of existing Lights. | 1200000 | 8755000 | 1200000 | 8755000 | Nome | 39-T
21 | Aviation | Interior Airport Lighting Repairs | Repair aging airfield lighting at four Airports – Kaltag, Bettles, Koyukuk and Huslia | 300000 | 9055000 | 300000 | 9055000 | Northern Region | 39-T, 40-T
22 | Aviation | Beaver Airport Resurfacing and lighting repairs | Beaver Airport Resurfacing and lighting repairs. Currently there is No surface course remaining and the light cans are approx. 6"-8" above the surface of the runway. This is now a safety issue at the airport. | 2250000 | 11305000 | 2250000 | 11305000 | Beaver | 6-C
23 | Aviation | Gulkana Airport Access Road and Parking Area Resurfacing | Mill & pave Gulkana Airport access roads and parking areas. | 270000 | 11575000 | 270000 | 11575000 | Gulkana | 6-C
24 | Aviation | Chistochina Airport Tie-down Replacement | Rebuild tie-down area and install new tie-downs | 50000 | 11625000 | 50000 | 11625000 | Chistochina | 6-C
25 | Aviation | Snow Fence Repairs | Plan, purchase materials, and do snow fence repairs at Wales Airport | 125000 | 11750000 | 125000 | 11750000 | Northern Region | 39-T
26 | Aviation | Dispose of old fuel tanks at St Marys airport gravel pit | Dispose of several fuel tanks located at St. Mary's Airport | 75000 | 11825000 | 75000 | 11825000 | St. Mary | 39-T
27 | Aviation | Demo Galena Old Fuel Tanks | Decommission and dispose of old Galena APT Former Equipment Fuel and Gasoline Tanks | 15000 | 11840000 | 15000 | 11840000 | Galena | 3
28 | Aviation | Region-wide Vegetation Control | Cut and remove vegetation on Airport Property. | 500000 | 12340000 | 500000 | 12340000 | Central Region | 9, 13,28, 29, 31, 37, 38
29 | Aviation | Takotna Runway Repair | Repair damage to R/W from differential settlement. | 500000 | 12840000 | 500000 | 12840000 | Takotna | 37
30 | Aviation | Chuathbaluk Airport Access Road Repair | Rehabilitate airport access road. | 300000 | 13140000 | 300000 | 13140000 | Chuathbaluk | 38
31 | Aviation | Dillingham Regulator Rehabilitation | Rehabilitate regulator; repair lighting components. | 450000 | 13590000 | 450000 | 13590000 | Dillingham | 37
32 | Aviation | Peninsula Airport Dust Palliative | Apply dust palliative to control dust and harden the runway surface. | 150000 | 13740000 | 150000 | 13740000 | Peninsula District | 29, 31, 32
33 | Aviation | Region-wide Gravel Stockpiles | Provide CASC at Rural Airports for repairs. | 1000000 | 14740000 | 1000000 | 14740000 | Central Region | Central Region
34 | Aviation | Region-wide Lighting Repairs | This project will consist of performing a lighting system check and replacement of or repair of existing Lights. | 350000 | 15090000 | 350000 | 15090000 | Central Region | Central Region
35 | Aviation | Region-wide Gravel Resurfacing | Unplanned gravel repairs due to differential settling, frequent soft spots, significant depressions, minor humps on the surface movement area, moderate wheel rutting or potholes. | 500000 | 15590000 | 500000 | 15590000 | Central Region | Central Region
36 | Aviation | Region-wide Pavement Markings | Plan, purchase, and install markings to paved airports. | 350000 | 15940000 | 350000 | 15940000 | Central Region | Central Region
37 | Aviation | Region-wide Crack Sealing | Plan, purchase, and install crack sealant on paved airports to extend pavement life. | 500000 | 16440000 | 500000 | 16440000 | Central Region | Central Region
38 | Aviation | Region-wide Nav Aid Repairs | Airport Visual Aids - Plan, purchase and install materials to include cones, markers, beacons, wind cones and segmented circles. | 100000 | 16540000 | 100000 | 16540000 | Central Region | Central Region
39 | Aviation | Region-wide Airport Fence & Gate Repair | Repair, replace damaged areas of fence; add fencing to increase security and to prevent wildlife incursions; remove, replace, or add gates. | 550000 | 17090000 | 550000 | 17090000 | Central Region | Central Region
40 | Aviation | SRE Fuel Tanks | Replace or add Fuel Tanks | 500000 | 17590000 | 500000 | 17590000 | Central Region | Central Region
41 | Aviation | Motor Grader Replacement | Replace Motor Graders at Paved Airports | 800000 | 18390000 | 800000 | 18390000 | Central Region | Central Region
42 | Aviation | Willow Airport Obstruction Removal | Remove Hill by North South Taxi lane. | 300000 | 18690000 | 300000 | 18690000 | Central Region | Central Region
43 | Aviation | Birchwood Gravel Resurfacing | Resurface R/W 2R/20L and T/W's A, E, & G | 160000 | 18850000 | 160000 | 18850000 | Central Region | Central Region
44 | Aviation | Peninsula Airport Tie Down Improvement | Install tie down points at general aviation ramps to improve security of parked aircraft. | 30000 | 18880000 | 30000 | 18880000 | Peninsula District | 29, 30
45 | Aviation | Kodiak Aleutian District | Grade and compact runways as needed throughout the district | 150000 | 19030000 | 150000 | 19030000 | Kodiak | 36-R
46 | Aviation | Float plane dock dredging/stream relocation | Dredge materials from around float plane dock and move mouth of stream to prevent future sediment build up | 900000 | 19930000 | 900000 | 19930000 | Hoonah | 5-C
47 | Aviation | Ketchikan Airport Brush Cutting | Cut brush around the airport to reduce wildlife habitat | 70000 | 20000000 | 70000 | 20000000 | Ketchikan | 1-A
48 | Aviation | Unalaska Airport Fence and Gate Repair | Replace worn fencing and install wider gate | 250000 | 20250000 | 250000 | 20250000 | Unalaska | 37-S
49 | Aviation | Kake Airport Maintenance Access Gates | Install maintenance access gates in security fence | 250000 | 20500000 | 250000 | 20500000 | Kake | 5-C
50 | Aviation | Region wide airport electrical repairs | Repair electrical issues on airports | 100000 | 20600000 | 100000 | 20600000 | Southcoast Region | Southcoast Region
51 | Aviation | Skagway Airport Access Gate Replacement | Replace access gate | 100000 | 20700000 | 100000 | 20700000 | Skagway | 5-C
52 | Aviation | Region wide airport brush cutting | Cut brush in and around the RSA at airports throughout the region | 100000 | 20800000 | 100000 | 20800000 | Southcoast Region | Southcoast Region
53 | Aviation | Ketchikan Airport Paving | Pave apron & road from ARFF building to Taxiway | 200000 | 21000000 | 200000 | 21000000 | Ketchikan | 1-A
54 | Aviation | Region wide brush cutting | Cut brush and trees in and around the airports in SR | 150000 | 21150000 | 150000 | 21150000 | Southcoast Region | Southcoast Region
55 | Aviation | Sitka airport drainage | Finnish installing culvert and filling ditches at the airport | 80000 | 21230000 | 80000 | 21230000 | Sitka | 2-A
56 | Aviation | Kake Airport Brush Cutting | Cut brush in and around the RSA | 60000 | 21290000 | 60000 | 21290000 | Kake | 5-C
57 | Aviation | Klawock Runway Survey | Runway 2/20 has dips, survey annual movement | 25000 | 21315000 | 25000 | 21315000 | Klawock | 5-C
58 | Aviation | Cold Bay Airport Fence Repair | Fence and gate repair | 75000 | 21390000 | 75000 | 21390000 | Cold Bay | 37-S
59 | Aviation | Nelson Lagoon Airport Lighting Repairs | Electrical vault and Transformer replacement | 420000 | 21810000 | 420000 | 21810000 | Nelson Lagoon | 38-S
60 | Aviation | Hoonah airport security fence | Install airport security fence | 100000 | 21910000 | 100000 | 21910000 | Hoonah | 5-C
61 | Aviation | Sand Point Airport Fence Repair | Install improved fencing and gate control access | 300000 | 22210000 | 300000 | 22210000 | Sand Point | 37-S
62 | Aviation | King Salmon GA Ramp Repair | Rehabilitate GA ramp | 4000000 | 26210000 | 4000000 | 26210000 | King Salmon | 37-S
63 | Aviation | Skagway Airport Brush Cutting | Brush cutting on RSA 2/20 | 25000 | 26235000 | 25000 | 26235000 | Skagway | 5-C
64 | Aviation | Yakutat Airport Brush Cutting | Brush Cutting on RSA 11/29 | 35000 | 26270000 | 35000 | 26270000 | Yakutat | 5-C
65 | Aviation | Brush Cutting Gustavus Airport RSA 8/26 | Brush Cutting on RSA 8/26 | 50000 | 26320000 | 50000 | 26320000 | Gustavus | 5-C
66 | Aviation | King Cove Airport Windsock Installation | Install new windsock system | 30000 | 26350000 | 30000 | 26350000 | Cold Bay | 37-S
67 | Aviation | Old Harbor Airport Windsock Replacement | NE Windsock replacement | 30000 | 26380000 | 30000 | 26380000 | Old Harbor | 36-S
68 | Aviation | Hoonah airport brush cutting | Brush cutting various areas on airport property | 25000 | 26405000 | 25000 | 26405000 | Hoonah | 5-C
69 | Aviation | Cold Bay Airport Electrical Repairs | Repair runway electrical system | 125000 | 26530000 | 125000 | 26530000 | Cold Bay | 37-S
70 | Aviation | Saint Paul Runway and Ramp Crack Seal | Crack seal runway and ramp | 75000 | 26605000 | 75000 | 26605000 | Saint Paul | 37-S
71 | Aviation | Karluk Segmented circle | Install Segmented circle | 75000 | 26680000 | 75000 | 26680000 | Karluk | 6-C
72 | Aviation | Haines airport brush cutting | Brush cut on airport property | 30000 | 26710000 | 30000 | 26710000 | Haines | 5-C
73 | Aviation | Klawock Airport Brush Cutting | Brush cutting with excavator & hand brushing | 50000 | 26760000 | 50000 | 26760000 | Klawock | 5-C
74 | Aviation | King Salmon airport Crack Seal | Crack seal west, south, east parking apron | 100000 | 26860000 | 100000 | 26860000 | King Salmon | 37-S
75 | Aviation | Yakutat Apron and Ramp Repair | Mill and pave portion of apron and ramp to take care of bird baths | 200000 | 27060000 | 200000 | 27060000 | Yakutat | 5-C
76 | Aviation | Gustavus Airport gate improvements | Pour concrete slabs at gates to help keep animals off the airport | 20000 | 27080000 | 20000 | 27080000 | Gustavus | 5-C
77 | Aviation | Ketchikan Airport aggregate | Crush waste asphalt and concrete to be used on the airport | 80000 | 27160000 | 80000 | 27160000 | Ketchikan | 1-A
78 | Aviation | Unalaska Airport Erosion Control | Install core-lock system to prevent erosion along runway | 3000000 | 30160000 | 3000000 | 30160000 | Unalaska | 37-S
79 | Aviation | Old Harbor Airport Resurfacing | Replace deteriorated surface course | 200000 | 30360000 | 200000 | 30360000 | Old Harbor | 36-S
80 | Aviation | Ketchikan Airport Hardstand Repair | Replace deteriorated hardstands on upper apron | 130000 | 30490000 | 130000 | 30490000 | Ketchikan | 1-A
81 | Aviation | Adak Airport Obstruction Removal | Remove abandoned control tower | 1000000 | 31490000 | 1000000 | 31490000 | Adak | 37-S
82 | Aviation | Yakutat Airport Fence | Install contiguous fence around airport movement area | 3000000 | 34490000 | 3000000 | 34490000 | Yakutat | 5-C
83 | Aviation | Ketchikan Airport Obstruction Survey | Obstruction survey 11/29 | 50000 | 34540000 | 50000 | 34540000 | Ketchikan | 1-A
84 | Aviation | Remove Ketchikan float plane dock ramp | Remove damaged float plane access dock | 300000 | 34840000 | 300000 | 34840000 | Ketchikan | 1-A
85 | Aviation | King Cove Runway Paving | Pave the runway | 3000000 | 37840000 | 3000000 | 37840000 | Cold Bay | 37-S
86 | Aviation | Yakutat Airport RSA Chip Seal | Chip seal 20' around runway 11/29 edge to facilitate snow removal | 500000 | 38340000 | 500000 | 38340000 | Yakutat | 5-C
87 | Aviation | Yakutat Glide Slope Paving | Pave glide slope at end of runway 11 | 200000 | 38540000 | 200000 | 38540000 | Yakutat | 5-C
88 | Aviation | Adak Airport Fence Extension | Extend security fence approximately 700 feet to meet FAA requirement | 150000 | 38690000 | 150000 | 38690000 | Adak | 37-S
|  |  | Total Aviation DM | 38690000 | 38690000 | 38690000 | 38690000
HIGHWAYS
1 | Highways | NR Bridge Maintenance | Cleaning, Joint repair and replacement, guardrail repair and replacement, erosion protection at abutments, and deck repairs. | 150000 | 150000 | 150000 | 150000 | Northern Region | 1-A, 2-A, 3-B, 4-B, 5-C, 6-C, 9-E, 10-E, 32-P, 37-S, 39-T, 40-T
2 | Highways | Tazlina district culvert replenishment | restock culvert inventory for Tazlina district. | 100000 | 250000 | 100000 | 250000 | Tazlina | 6-C, 9-E
3 | Highways | Tazlina District Guardrail Repair | Re-stock and replace damaged guardrail through Tazlina district | 85000 | 335000 | 85000 | 335000 | Tazlina | 6-C, 9-E
4 | Highways | Fairbanks Area Sign Replacement | Replace local road signs in the District to maintain standard compliance. | 75000 | 410000 | 75000 | 410000 | Fairbanks | 1-A, 2-A, 3-B, 4-B, 5-C, 6-C
5 | Highways | Tok District Guardrail Repair | Re-stock and replace damaged guardrail through Tok district | 100000 | 510000 | 100000 | 510000 | Tok | 6-C, 9-E
6 | Highways | Valdez District | Repair damaged guard rail throughout district | 50000 | 560000 | 50000 | 560000 | Valdez | 9-E
7 | Highways | Rich. Hwy | Purchase and install snow poles for Thompson Pass | 30000 | 590000 | 30000 | 590000 | Thompson Pass | 9-E
8 | Highways | Tok District Asphalt Repairs | Perform asphalt repairs on portions of the Alaska Highway. | 140000 | 730000 | 140000 | 730000 | Northway | 6-C, 9-E
9 | Highways | Dalton District Asphalt Repairs | Perform Asphalt repairs along the Elliott and Dalton Highways. | 150000 | 880000 | 150000 | 880000 | Dalton | 40-T
10 | Highways | Fairbanks Bike Path Surface and Drainage Repairs | Seasonal movement has left many bike paths in the District in serious need of repair to ensure public safety. Drainage needs to be addressed in numerous locations to help stabilize the subbase as well as address ATV damage. Yearly request to be able to maintain at current LOS | 150000 | 1030000 | 150000 | 1030000 | Fairbanks | 1-A, 2-A, 3-B, 4-B, 5-C, 6-C
11 | Highways | Dalton Highway Culverts Repair/replacement | Repair or replace existing culverts that have failed or are damaged MP 222-284. | 250000 | 1280000 | 250000 | 1280000 | Chandalar | 40-T
12 | Highways | Dalton Highway Culvert Repair | Repair or replace existing culverts that have failed or are damaged. MP 28-99.6 | 120000 | 1400000 | 120000 | 1400000 | Livengood | 6-C
13 | Highways | Teller Highway Improvements | Replace 6 culverts & raise grade on road for ice & flooding problems. Resurface with modified C-1 or use FAHR crusher MP 43-56 | 280000 | 1680000 | 280000 | 1680000 | Nome | 39-T
14 | Highways | Old Steese Hwy Culvert Replacement | Replace culverts as needed on the Old Steese Hwy. The road has settled so much that existing culverts are no longer useful. Needed to re-establish drainage. | 200000 | 1880000 | 200000 | 1880000 | Fairbanks | 4-B
15 | Highways | Elliott Hwy Ditch Leveling and Cleaning. | Need to clean and level ditches in various spots from MP 12 to 28 due to permafrost thaw causing standing water along road with no way to drain away from road embankment. | 125000 | 2005000 | 125000 | 2005000 | Central Region | 6-C
16 | Highways | Tok District Culvert Repair | Replace 30 damaged culverts at various locations throughout the Tok District. These are shallow, small diameter culverts that will be replaced by State workers. Primary use of the Deferred Maintenance funding would be to rent an excavator. Hi-Float will be applied for the finished surface at these culvert installation sites. | 300000 | 2305000 | 300000 | 2305000 | Tok | 6-C, 9-E
17 | Highways | Nome Area - Road Surface Repairs | Regrade, conduct surface repairs, and place crushed aggregate on various Nome Area Roads | 170000 | 2475000 | 170000 | 2475000 | Nome | 39-T
18 | Highways | Fairbanks Area Core Roads Curb/ Gutter Repair and Drop Inlet Repair | Replace broken drop inlets, repair damage to bull nose/curb areas on Airport Way/Access, University Ave, Mitchell Expressway, Steese Expressway, College Rd, Peger Rd & Geist etc. (Class 1-2 Routes) | 200000 | 2675000 | 200000 | 2675000 | Fairbanks | 1-A, 2-A,5-C
19 | Highways | Tazlina District Asphalt Spot Repairs | Crack seal and band roads throughout the Tazlina District to extend the life of existing pavement and provide a safer driving surface. | 91500 | 2766500 | 91500 | 2766500 | Tazlina | 6-C, 9-E
20 | Highways | Taylor Highway Gravel Resurfacing 64 - 148 | Place D-1 surface aggregate on the Taylor Highway in various places between MP 67-160 to improve road surface and fix problem areas. The scope of this project would resurface 75 lane miles of road. | 500000 | 3266500 | 500000 | 3266500 | Eagle | 6-C
21 | Highways | Dalton Hwy Shoulder Repair | The shoulder is slipping away from the road. Benching the shoulder , filling and compacting will stabilize the embankment and prevent roadway driving surface failures. MP 37-38 Dalton Highway | 300000 | 3566500 | 300000 | 3566500 | Jim River | 6-C
22 | Highways | Elliott Hwy Brush Cutting | This project provides for cutting brush on the Elliott Hwy, from MP 72 to MP 159 (Manley). Brush cutting would be completed to improve sight distance at curves and intersections and to control snow drifting. | 80000 | 3646500 | 80000 | 3646500 | Livengood and Manley | 6-C
23 | Highways | Fairbanks Area Vegetative Management | This project would support beautification mowing in the core of the City of Fairbanks as well as supplement our GF brush cutting efforts on outlying roads that are not able to be cut regularly due to budget constraints. Without this funding beautification mowing will cease. | 150000 | 3796500 | 150000 | 3796500 | Districtwide | 1-A, 2-A, 3-B, 4-B, 5-C, 6-C
24 | Highways | Denali Hwy surfacing | build 5000yd stockpile of HFSA at mile for surface repair, MP 79 Denali | 125000 | 3921500 | 125000 | 3921500 | Cantwell | 6-C, 9-E
25 | Highways | Whitshed Rd. Sloughing Investigate | Investigate and decide appropriate engineered fix for sloughing problem at 2.9 and 3.2 mile Whitshed Rd. in Cordova | 250000 | 4171500 | 250000 | 4171500 | Cordova | 32-P
26 | Highways | Drum Removal - All NR MS | Region Wide - Drum Inventory & Removal Inventory and empty drums staged at all maintenance stations. Inventory drums of unknown substances and dispose. Known locations Southfork MS, Trims MS, Cordova MS, Tazlina MS, Slana MS, Ernestine MS, Manley MS. | 65000 | 4236500 | 65000 | 4236500 | Statewide | statewide
27 | Highways | Nabesna road surface repair | R&R damaged and aged High Float from mile 5-15 Nabesna road | 60000 | 4296500 | 60000 | 4296500 | Slana | 6-C
28 | Highways | Nome Highways Culvert Repairs | Replace bad Culverts along Nome highways as needed. 8-Teller Hwy culverts & 10-extension on Kougarok Hwy | 90000 | 4386500 | 90000 | 4386500 | Nome | 39-T
29 | Highways | Dalton Hwy Brush Cutting | Cut brush to improve sight distance and reduce snow drifting. MP 100 - 156 | 168000 | 4554500 | 168000 | 4554500 | Jim River | 6-C
30 | Highways | 42-62 Richardson brushing | Clear vegetative growth 24-62 Richardson Hwy. | 50000 | 4604500 | 50000 | 4604500 | Ernistine | 6-C
31 | Highways | Dalton Highway Culverts Repair/Replacement | Repair or replace existing culverts that have failed or are damaged MP 305-355. | 180000 | 4784500 | 180000 | 4784500 | Sag River | 40-T
32 | Highways | 172-202 Richardson brushing | Clear vegetative growth 172-202 Richardson Hwy. | 60000 | 4844500 | 60000 | 4844500 | Paxson | 6-C, 9-E
33 | Highways | Dalton Hwy Undulation repair | Many areas throughout this section have settled slowing traffic and creating hazardous conditions. MP 37-49 | 150000 | 4994500 | 150000 | 4994500 | 7-mile | 6-C
34 | Highways | Dalton Hwy High Float | Grind, level and repave this section of highway which continues to fail causing unsafe driving conditions. MP 156-175 | 1140000 | 6134500 | 1140000 | 6134500 | Coldfoot | 40-T
35 | Highways | Dalton Hwy High Float | Short grade raises and repairs to the surface due to subsidence of embankment MP 355-360. | 750000 | 6884500 | 750000 | 6884500 | Sag River | 40-T
36 | Highways | Dalton Highway Bridge Repairs | Repair/replace bridge decking MP 228.2 Nutirwik Creek, MP 243.6 N Fork Chandalar River, MP 258.9 Trevor Creek. | 200000 | 7084500 | 200000 | 7084500 | Chandalar | 40-T
37 | Highways | Dan Creek Bridge Repairs | Replace sub-deck and surface on Dan Creek Bridge | 350000 | 7434500 | 350000 | 7434500 | Sag River | 6-C
38 | Highways | FT Hamlin Hills Creek Bridge | Replace wooden deck to preserve sub deck and eliminate hazards from rotten planks MP 72.6 | 60000 | 7494500 | 60000 | 7494500 | 7-mile | 6-C
39 | Highways | Dalton Highway Culvert Repair | Repair or replace existing culverts that have failed or are damaged 100-156. | 120000 | 7614500 | 120000 | 7614500 | Jim River | 6-C
40 | Highways | Dalton Highway Culverts Repair/Replacement | Repair or replace existing culverts that have failed or are damaged. MP 156-175 | 120000 | 7734500 | 120000 | 7734500 | Jim River | 6-C
41 | Highways | Dalton Hwy Install and Replace | Install and replace culverts at multiple locations from MP 0 to MP 9. | 5000000 | 12734500 | 5000000 | 12734500 | livengood | 6-C
42 | Highways | Dalton Hwy Install and Replace | Install and replace culverts at multiple locations from MP 9 to MP 20 | 5000000 | 17734500 | 5000000 | 17734500 | livengood | 6-C
43 | Highways | Dalton Hwy Install and Replace | Install and replace at multiple locations from MP 20 to MP 28 | 5000000 | 22734500 | 5000000 | 22734500 | livengood | 6-C
44 | Highways | Dalton Hwy Drainage | Reestablish ditches and repair embankment failure caused by saturated ditch lines MP 112-113 | 450000 | 23184500 | 450000 | 23184500 | Coldfoot | 40-T
45 | Highways | Elliott Hwy Calcium Chloride | Apply Calcium Chloride to keep the fines on the new surface and control dust. This will make the road safer and help it hold up longer with less maintenance MP 72-120. | 460000 | 23644500 | 460000 | 23644500 | Livengood | 6-C
46 | Highways | Elliott Hwy, Gravel Resurfacing | This will get a maintainable surface on this road. With a new surface it will hold up better after rainstorms. The surface gets very rough and potholed after a small amount of rain. Hoping to resurface worst portions of roadway (approx. 7 miles) from MP 70-103. | 200000 | 23844500 | 200000 | 23844500 | Livengood | 6-C
47 | Highways | Elliott Hwy, Gravel Resurfacing and Dust Palliative | This will get a maintainable surface on this road. It is all cobles and rock now. With a new surface it will hold up better after rainstorms. The surface gets very rough and potholed after a small amount of rain. We will need the material trucked out on the road. The estimate for trucking is $12,272 MP 137-152. This will help keep the fines on the new surface and control dust. This will make the road safer and help it hold up longer with less maintenance MP 137-152. | 1650000 | 25494500 | 1650000 | 25494500 | Manley | 6-C
48 | Highways | Dalton Highway resurface | Place 4" of D-1 gravel surface to replace depleted aggregate surface MP 265-267. This will provide a maintainable surface. | 2400000 | 27894500 | 2400000 | 27894500 | Chandalar | 40-T
49 | Highways | Dalton Highway embankment | Raise grade and re-establish embankment to restore slopes, improve drainage and reduce snow drifting. MP 289-355 | 3200000 | 31094500 | 3200000 | 31094500 | Sag River | 40-T
50 | Highways | Dalton Hwy Brush Cutting | Cut brush to improve sight distance and reduce snow drifting. MP 289 334 | 60000 | 31154500 | 60000 | 31154500 | Sag River | 40-T
51 | Highways | Dalton Hwy Brush Cutting | Cut brush to improve sight distance and reduce snow drifting. MP 156 - 175 | 60000 | 31214500 | 60000 | 31214500 | Coldfoot | 40-T
52 | Highways | Dalton Hwy Brush Cutting | Cut brush to improve sight distance and reduce snow drifting. MP 209 - 236 | 80000 | 31294500 | 80000 | 31294500 | Chandalar | 40-T
53 | Highways | Dalton Highway Brush Cutting | Cut brush to improve sight distance and reduce snow drifting. MP 28-99.6 | 150000 | 31444500 | 150000 | 31444500 | 7-mile | 6-C
54 | Highways | Stampede Rd. | Provide Crushed Surface Course at stampede pit, for Stampede rd. (5000 yards) | 300000 | 31744500 | 300000 | 31744500 | Healy | 6-C
55 | Highways | Healy Spur Road Shoulder Rehabilitation | Shoulders outside of fog line are gone and the asphalt is failing along the edges. Reshape with Base Course, repave and stripe. | 800000 | 32544500 | 800000 | 32544500 | Healy | 6-C
56 | Highways | Denali Hwy brush cutting | Provide brush cutting along Hwy, MP 60-99 | 350000 | 32894500 | 350000 | 32894500 | Cantwell | 6-C, 9-E
57 | Highways | Denali Hwy surfacing | build 5000yd stockpile of HFSA at mile for surface repair, MP 55 Denali | 125000 | 33019500 | 125000 | 33019500 | Cantwell | 6-C, 9-E
58 | Highways | Steese Hwy Ditch & Culvert Cleaning | Due to years of manpower and equipment shortages and major fires that caused sediment to fill ditches along this section, major cleaning is needed to keep the road from added washouts during spring runoff. Some new culvert installs included as needed. MP 122 - 149 | 1000000 | 34019500 | 1000000 | 34019500 | Central | 6-C
59 | Highways | Old Edgerton Drainage Repairs | Drainage repairs. Clean ditches replace 6 damaged pipes. 0-11.8 | 350000 | 34369500 | 350000 | 34369500 | Chitina | 6-C
60 | Highways | 130-157 Richardson brushing | Clear vegetative growth 130-157 Richardson Hwy. | 60000 | 34429500 | 60000 | 34429500 | Tazlina/Paxson | 6-C, 9-E
61 | Highways | Old Edgerton 0-12 | clear vegetative growth 0-12 Old Edgerton | 120000 | 34549500 | 120000 | 34549500 | Tazlina | 6-C, 9-E
62 | Highways | Old Edgerton survey | Perform cultural and land survey of Old Edgerton for road improvements | 100000 | 34649500 | 100000 | 34649500 | Tazlina | 6-C, 9-E
63 | Highways | Ringling Pit Survey | Perform cultural and land survey of Ringling material site for continued use of highway maintenance material site | 100000 | 34749500 | 100000 | 34749500 | Tazlina | 6-C, 9-E
64 | Highways | Old Edgerton MP 0-12 gravel resurface | Replace missing/deteriorated crushed gravel surface on 0-12 mile Old Edgerton Hwy | 100000 | 34849500 | 100000 | 34849500 | Chitina | 6-C, 9-E
65 | Highways | Tok District Highways Asphalt Surface Repairs | Crack seal and band roads throughout the Tok District to extend the life of existing pavement and provide a safer driving surface. | 350000 | 35199500 | 350000 | 35199500 | District | 6-C
66 | Highways | Johnson River Bridge Repairs | Replace wooden deck with concrete. MP 1380 | 4000000 | 39199500 | 4000000 | 39199500 | Johnson River | 6-C, 9-E
67 | Highways | Rich. Hwy. & Dayville Road | Remove large boulders that require breaking and clean up ditch line. | 50000 | 39249500 | 50000 | 39249500 | Valdez | 9-E
68 | Highways | Copper River Highway | Armor Copper River Highway MP 7.5-8 Mile Due to river erosion | 130000 | 39379500 | 130000 | 39379500 | Cordova | 32-P
69 | Highways | Nome Area Brush Cutting | This project provides for cutting brush on roads throughout the Nome Area. Brush cutting would be completed to improve sight distance at curves and intersections and to control snow drifting. | 60000 | 39439500 | 60000 | 39439500 | Nome | 39-T
70 | Highways | Western District Calcium Chloride | Place calcium chloride on the Kougarok, Nome-Teller, Nome-Council, St. Mary's & Pitkas Point roads and other most appropriate gravel roads throughout the District to reduce dust and reduce the loss of fines on the road surface. | 200000 | 39639500 | 200000 | 39639500 | Nome | 39-T
71 | Highways | Dalton Hwy Shoulder Repair | Repair shoulder separation and cracking MP 159-171 | 800000 | 40439500 | 800000 | 40439500 | Sag River | 40-T
72 | Highways | Dalton Highway Shoulder Repair | Repair shoulder separation and cracking MP 335-338 | 220000 | 40659500 | 220000 | 40659500 | Sag River | 40-T
73 | Highways | Dalton Highway Shoulder Repair | Repair shoulder separation and cracking MP 355-360 | 260000 | 40919500 | 260000 | 40919500 | Sag River | 40-T
74 | Highways | Dalton Hwy Frost heave repair | Remove and replace poor embankment material and create road embankment drainage to eliminate these hazardous areas. MP 110-111 | 500000 | 41419500 | 500000 | 41419500 | Jim River | 6-C
75 | Highways | Aggregate Crushing | Provide Crushed Surface Course at MP 64 to MP 99 and other isolated locations | 1000000 | 42419500 | 1000000 | 42419500 | Cantwell | 6-C, 9-E
76 | Highways | Denali Hwy Ditch Cleaning | Clean and reestablish drainage ditch on the Denali Hwy between MP 60-131 | 250000 | 42669500 | 250000 | 42669500 | Cantwell | 6-C, 9-E
77 | Highways | Parks Hwy MP 162-345 | Back slope removal, vegetation removal for sight distance improvement | 300000 | 42969500 | 300000 | 42969500 |  | 6-C
78 | Highways | Circle Hot Springs Road Culvert Replacement | Replace approximately 20 - 24" culverts along this section due to road settlement and damage. Reestablish ditches | 125000 | 43094500 | 125000 | 43094500 | Central | 1-A, 2-A, 3-B, 4-B, 5-C, 6-C
79 | Highways | Steese Hwy MP 44-52 Resurface | Reclaim and pave MP 44-52 of the Steese Highway. This short section of the Steese is High Float sandwiched between Asphalt sections. High Float is at the end of its life and in need of repair. | 3500000 | 46594500 | 3500000 | 46594500 | Montana Creek | 6-C
80 | Highways | Chena Hot Springs Rd. Ditch & Culvert Cleaning and Leveling | 7 to 25 MP. Due to frost thaw there is numerous sink holes and uneven ditches along this section requiring the need to reestablish proper drainage. | 100000 | 46694500 | 100000 | 46694500 | Fairbanks | 6-C
81 | Highways | Richardson Hwy Fence Repair | Repair fence along the Richardson Hwy between Eielson AFB and Fairbanks. Fence in various stages of disrepair due to years of inattention. | 100000 | 46794500 | 100000 | 46794500 | Fairbanks | 1-A, 2-A,5-C
82 | Highways | Fence Repair Mitchell Exp. | Fence post along this section have jacked out of the ground and the fence is falling over. Need to reestablish fence to keep access control | 100000 | 46894500 | 100000 | 46894500 | Fairbanks | 1-A, 2-A,5-C
83 | Highways | Old Steele Creek Rd Spur. Chip seal. | Band & Chip Seal coat this road to extend its life. Some ditch cleaning included. | 80000 | 46974500 | 80000 | 46974500 | Fairbanks | 4-B
84 | Highways | Farmers Loop Ext. Resurface | Reclaim and Pave. Existing pavement is uneven, aged, and breaking up. | 300000 | 47274500 | 300000 | 47274500 | Fairbanks | 4-B
85 | Highways | McCarthy Road Brushing | Clear vegetative growth mile 0-60 McCarthy Road | 80000 | 47354500 | 80000 | 47354500 | Ernestine | 6-C
86 | Highways | Denali Highway Brushing | Clear vegetative growth mile 0-60 Denali Highway | 50000 | 47404500 | 50000 | 47404500 | Paxson | 6-C, 9-E
87 | Highways | Lake Louise Road Brushing | Clear vegetative growth mile 0-19 | 80000 | 47484500 | 80000 | 47484500 | Nelchina | 9-E
88 | Highways | Denali Highway Gravel Stockpile | Build 5000yd stockpile of HFSA at mile 55 Denali for surface repair | 125000 | 47609500 | 125000 | 47609500 | Paxson | 6-C, 9-E
89 | Highways | Denali Highway Gravel Stockpile | Build 5000yd stockpile of HFSA at mile 42 Denali for surface repair | 125000 | 47734500 | 125000 | 47734500 | Paxson | 6-C, 9-E
90 | Highways | Denali Highway Gravel Stockpile | Build 5000yd stockpile of HFSA at mile 17 Denali for surface repair | 125000 | 47859500 | 125000 | 47859500 | Paxson | 6-C, 9-E
91 | Highways | McCarthy Road Gravel Stockpile | Build 5000yd stockpile of HFSA at mile 17 McCarthy Road for surface repair | 125000 | 47984500 | 125000 | 47984500 | Ernestine | 6-C
92 | Highways | Tazlina Maintenance Station Access Road Resurface | Resurface district office access Road with hot mix | 175000 | 48159500 | 175000 | 48159500 | Tazlina | 6-C, 9-E
93 | Highways | Nebesna Road Hard Surfacing | High Float mile 15-18 of the Nebesna Road to reduce annual maintenance blading costs. | 120000 | 48279500 | 120000 | 48279500 | Slana | 6-C
94 | Highways | Glenn Hwy Drainage Improvements | Clean culverts and ditches on the Glenn Hwy from mile 136-172 | 50000 | 48329500 | 50000 | 48329500 | Nelchina | 9-E
95 | Highways | Nabesna Road Ditch Cleaning | Clean and reestablish ditches along Nabesna Road, from MP 6-28 | 300000 | 48629500 | 300000 | 48629500 | Slana | 6-C
96 | Highways | Nabesna Road Resurface 2 | Resurface gravel road with C-1 modified MP 25-35 | 250000 | 48879500 | 250000 | 48879500 | Slana | 6-C
97 | Highways | Nabesna Road Resurface | Resurface gravel road with C-1 modified MP 16-25. | 200000 | 49079500 | 200000 | 49079500 | Slana | 6-C
98 | Highways | Klutina River Boat Launch Access Improvements | This project would provide for various improvements to the existing boat launch facility on the Klutina River. At high flows the existing boat launch can be difficult to utilize due to the rapid current. This project would improve the launching ramp, protect the riverbank, and create a dead water zone to improve boat launching capabilities. This project was required by the Copper River consent decree. | 100000 | 49179500 | 100000 | 49179500 | Klutina | 6-C, 9-E
99 | Highways | Glenn Hwy Highways Vegetation Management | Cut brush back from road surface and re-establish sight distance MP 118-176 | 150000 | 49329500 | 150000 | 49329500 | Nelchina | 9-E
100 | Highways | Nabesna Rd Vegetative Management | Cut brush mile 0-42 Nabesna Rd | 60000 | 49389500 | 60000 | 49389500 | Slana | 6-C
101 | Highways | Taylor Hwy 42 - 64 | Repair 12 lane miles of road from MP42-64 on the Taylor Hwy. The current PM funding is inadequate to keep up with the deterioration of this section of highway. | 500000 | 49889500 | 500000 | 49889500 | Tok | 6-C
102 | Highways | Tok District Culvert Maintenance | Clean out debris and repair minor damage to as many as 200 culverts throughout the Tok District. (primary use of the DM funding would be to rent and transport a backhoe capable of performing this work efficiently) | 200000 | 50089500 | 200000 | 50089500 | Tok | 6-C, 9-E
103 | Highways | Tok Dust Palliative | Place a dust palliative on the Taylor Hwy and local roads throughout the Tok District to reduce dust and reduce the loss of fines on the road surface. | 300000 | 50389500 | 300000 | 50389500 | Southfork, O'Brien Creek, Eagle | 6-C
104 | Highways | Tok Local Roads Hi Float | Resurface and Hi Float high traffic local roads in Tok. This would reduce maintenance costs and eliminate the dust associated with gravel roads. | 300000 | 50689500 | 300000 | 50689500 | Tok | 6-C
105 | Highways | Tok District Deep Culvert Replacement | This project would replace 6 culverts that are 15' or deeper in the Tok District. They are too deep or difficult for state forces. | 1500000 | 52189500 | 1500000 | 52189500 | Tok | 6-C, 9-E
106 | Highways | Tok District ROW Encroachment Cleanup | Remove encroachments at the Wadsworth location in Tok | 400000 | 52589500 | 400000 | 52589500 | Tok | 6-C, 9-E
107 | Highways | Delta Junction Bike path pavement resurface | Resurface bike path. Path has broken pavement, undercut shoulders and breaks at several driveways due to City of Delta street paving projects. MP 265-267 | 200000 | 52789500 | 200000 | 52789500 | Delta | 9-E
108 | Highways | Sidewalk Replacement on Lake Ave. | Replace detreating sidewalks on Lake Ave in Cordova and bring them into ADA compliance. | 2000000 | 54789500 | 2000000 | 54789500 | Cordova | 32-P
109 | Highways | Mineral Creek Loop Rd. | Grind, Grade and Repave MP 0 - 1.8 Mineral Creek Loop Rd. And replace failing culverts | 3000000 | 57789500 | 3000000 | 57789500 | Valdez | 9-E
110 | Highways | Valdez Sidewalk Replacement | Replace / Repair Sidewalks along Egan Dr. and Hazlet, Repair storm Drains | 500000 | 58289500 | 500000 | 58289500 | Valdez | 9-E
111 | Highways | District Wide | Brush Cutting Through out District | 65000 | 58354500 | 65000 | 58354500 | Valdez | 9-E
112 | Highways | Cordova Area | Replenish Culvert Stockpile in Cordova | 30000 | 58384500 | 30000 | 58384500 | Cordova | 32-P
113 | Highways | Nome Teller Hwy Bike path | Repair large sink holes and repair cracks on the bike path in Nome. | 150000 | 58534500 | 150000 | 58534500 | Nome | 39-T
114 | Highways | Western District Highways Culvert Repairs | Repair or replace existing culverts that have failed or are damaged. (throughout Nome & Western District) | 150000 | 58684500 | 150000 | 58684500 | Northern Region | 39-T, 40-T
115 | Highways | Western District Subsidence Damage to Shoulder & In slope Repair | Repair shoulder subsidence, and provide fill, after acquiring necessary environmental permits, from MP 0 - 1 .5, Kougarok Road . | 200000 | 58884500 | 200000 | 58884500 | Nome | 39-T
116 | Highways | Glacier Creek Road, MP 8.5-17 | Glacier Creek Road has become a four-wheel drive trail during rainy conditions. Increased mining and exploration activity beyond Rock Creek Mine at MP 8.3 has accelerated the deterioration of the road. Numerous locations along the road have tundra pushing through because of poor drainage and the heavier traffic. | 500000 | 59384500 | 500000 | 59384500 | Nome | 39-T
117 | Highways | Paint Marking & Striping | After summer road repairs, re-paint Nome system road pavements for better winter visibility | 75000 | 59459500 | 75000 | 59459500 | Statewide | 39-T
118 | Highways | Big Hurrah & Snake River Bridge Decking Repairs | Replace decking on Big Hurrah - MP 41 Nome Council Road and Snake River - MP 7, Nome-Teller Road. | 500000 | 59959500 | 500000 | 59959500 | Nome | 39-T
119 | Highways | Nome Erosion Control | As a result of yearly coastal storm erosion of both the beach line and roadway along the Nome Council Roadway this project would install cost efficient sacrificial sand berms which will help control this erosion. Once these berms have been installed and documented they will be eligible for replacement under FHWA Rules. | 25000 | 59984500 | 25000 | 59984500 | Nome | 39-T
120 | Highways | Western District Signage Repair/ Replacements | Nome roads signage replacement/maintenance-including culvert markers and road delineators. Replace with already purchased signs. | 40000 | 60024500 | 40000 | 60024500 | Nome | 39-T
121 | Highways | Dalton Hwy High Float | Repair rutting on west side to eliminate ponding. MP 348-349 | 150000 | 60174500 | 150000 | 60174500 | Sag River | 40-T
122 | Highways | Elliott Hwy Culvert Repair | Install and replace buried and failed culverts at multiple locations from MP 72-107 and MP 121-159 (Manley). | 200000 | 60374500 | 200000 | 60374500 | livengood | 6-C
123 | Highways | Dalton Hwy Signage | Repair/replace existing signs, delineators, and culvert markers. MP 28- 99.6 | 50000 | 60424500 | 50000 | 60424500 | 7-mile | 6-C
124 | Highways | Denali Hwy Culvert Repair | Install and replace culverts at multiple locations from MP 60 to 135 | 500000 | 60924500 | 500000 | 60924500 | Cantwell | 6-C, 9-E
125 | Highways | Denali District Highways Asphalt Surface Repairs | Repair and level areas of rutted and alligatored pavement within the Denali District. | 300000 | 61224500 | 300000 | 61224500 | Cantwell | 6-C, 9-E, 10-E
126 | Highways | Lignite Road Repairs and Chip Seal | Reclaim and apply new asphalt. Existing surface is past its useful life. This will help to reduce annual maintenance costs. | 500000 | 61724500 | 500000 | 61724500 | Nenana | 6-C
127 | Highways | Healy Road Repairs | Reclaim existing asphalt surface, reconstruct, and widen shoulder for the purpose of improving pedestrian access and safety. | 1000000 | 62724500 | 1000000 | 62724500 | Healy | 6-C
128 | Highways | Repp Rd Resurface | Reclaim and Pave Repp Rd. Aged surface is past its useful life. Maintenance costs are rising with each passing year. | 850000 | 63574500 | 850000 | 63574500 | North Pole | 3-B
129 | Highways | Mission Road Resurface | Reclaim and Pave Mission Road. Road is well part its useful life and is in need of serious repairs. | 650000 | 64224500 | 650000 | 64224500 | North Pole | 3-B
130 | Highways | Brock Rd Resurface | Reclaim and Pave Brock Rd. Surface is failing due to age. | 850000 | 65074500 | 850000 | 65074500 | North Pole | 3-B
131 | Highways | Old Richardson Hwy Chip Seal | Double Chip seal the Old Richardson Hwy from Stringer Rd to the end of maintenance area, approx. 9,800'. Increased traffic from residents has driven the maintenance costs up. Chipping the surface would eliminate the amount of maintenance currently required and reduce dust control problems. | 400000 | 65474500 | 400000 | 65474500 | Fairbanks | 3-B
132 | Highways | Old Badger Road Resurface | Reclaim and Pave . Existing chip seal is aged and breaking up. | 300000 | 65774500 | 300000 | 65774500 | North Pole | 2-A, 3-B
133 | Highways | Spinach Creek Rd Surface Rehab | Repair 5,500' of upper Spinach Creek Rd. The RAP and chip surface has failed. Maintenance costs for this section of road are high because of the almost constant attention needed. | 150000 | 65924500 | 150000 | 65924500 | Fairbanks | 5-C
134 | Highways | Murphy Dome Rd. Ditch & Culvert Cleaning and Culvert Replacement | Reestablish ditches and clean undamaged culverts. Replace approximately 10 - 24" damaged culverts. MP 8.6 - 15.4 | 120000 | 66044500 | 120000 | 66044500 | Central Region | 4-B
135 | Highways | Grenac Road Reclaim & Pave | Reclaim and Pave road surface. Bad road conditions due to years of deterioration as a result of Grenac being a low priority road. | 225000 | 66269500 | 225000 | 66269500 | Fairbanks | 4-B
136 | Highways | Munson Slough Rd Resurfacing | Reclaim & Double Chip. Bad road conditions are due to years of no maintenance with no funds to handle such low priority road. | 150000 | 66419500 | 150000 | 66419500 | Birch Lake | 6-C
137 | Highways | Balch Way Road Resurfacing | Reclaim and Double Chip. Bad road conditions are due to years of minimal maintenance as a result of minimal funding. | 110000 | 66529500 | 110000 | 66529500 | Fairbanks | 3-B
138 | Highways | Fairbanks Creek Resurface (mining road) | Reshape and put a 2" minus cover coat on road. Install culverts as needed. This road is a low priority so little to no maintenance has led to falling into poor conditions. | 750000 | 67279500 | 750000 | 67279500 | Fairbanks | 6-C
139 | Highways | Eagle Creek road repairs | Mining road repairs including, brush cutting, culvert replacement, reestablish drainage ditches and application of surface material | 50000 | 67329500 | 50000 | 67329500 | Montana Creek | 6-C
140 | Highways | Faith Creek Road repairs | Mining road repairs including, brush cutting, culvert replacement, reestablish drainage ditches and application of surface material | 150000 | 67479500 | 150000 | 67479500 | Montana Creek | 6-C
141 | Highways | Peger Rd. Privacy/ Sound Fence Repair | Peger Rd Privacy fence is in need of maintenance due to many years in service and no maintenance efforts. Vehicle strikes and vandalization have left the facility in disrepair. | 200000 | 67679500 | 200000 | 67679500 | Fairbanks | 1-A, 5-C
142 | Highways | Fairbanks Area Culvert Replacement | Replace culverts on lower priority roads that have subsided and no longer pass water. Replacing these culverts will improve roadside drainage and will reduce maintenance by eliminating standing water adjacent to the roadway. | 1200000 | 68879500 | 1200000 | 68879500 | Fairbanks | 1-A, 2-A, 3-B, 4-B, 5-C, 6-C
143 | Highways | McCarthy road resurface | Resurface portions of the McCarthy road with E-1 from mile 17-60 | 100000 | 68979500 | 100000 | 68979500 | Ernestine | 6-C
144 | Highways | McCarthy road surface repair | R&R damaged and aged High Float from mile 4-14 McCarthy road | 60000 | 69039500 | 60000 | 69039500 | Ernestine | 6-C
145 | Highways | Lake Louise road surface repair | repair hard surface damage from frost heaving and settling | 80000 | 69119500 | 80000 | 69119500 | Nelchina | 9-E
146 | Highways | Denali Hwy Hard Surface Repairs | Repair deteriorated asphalt MP 0-22 of the Denali hwy. | 120000 | 69239500 | 120000 | 69239500 | Paxson | 6-C, 9-E
147 | Highways | Old Rich Hwy Bike Path Rehab | Mill and pave bicycle path. MP 101 - 104 . | 300000 | 69539500 | 300000 | 69539500 | Tazlina | 6-C, 9-E
148 | Highways | Copper Center Bike Path Repairs | Patch failed asphalt surface and replace bridge railings on Copper Center bike path | 20000 | 69559500 | 20000 | 69559500 | Slana | 6-C, 9-E
149 | Highways | Denali Hwy Ditch Cleaning | Clean and reestablish drainage ditch on the Denali Hwy | 50000 | 69609500 | 50000 | 69609500 | Paxson | 6-C, 9-E
150 | Highways | McCarthy Road Drainage Improvements | Purchase and install culverts. Clean and establish ditches along the McCarthy road to give needed drainage to help preserve the road surfacing that was recently applied while environmental permits are still in place. | 150000 | 69759500 | 150000 | 69759500 | Chitina | 6-C, 9-E
151 | Highways | Tazlina District Calcium Chloride | Place calcium chloride on the McCarthy Hwy and local roads throughout the District to reduce dust and reduce the loss of fines on the road surfaces. | 75000 | 69834500 | 75000 | 69834500 | Chitina | 6-C, 9-E
152 | Highways | Kennicott Road Crushed Gravel surface | Place crushed Gravel surface on newly constructed Road Base. | 275000 | 70109500 | 275000 | 70109500 | Chitina | 6-C, 9-E
153 | Highways | Brenwick Craig Rd Gravel resurface | Haul and place gravel surface on the Brenwick Craig road MP 1-6 for improved grade ability and an improved driving surface. | 80000 | 70189500 | 80000 | 70189500 | Tazlina | 39-T, 6-C
154 | Highways | Tok Cutoff Guardrail Repair | Replace approx. 4000' damaged guardrail on the Tok Cutoff | 250000 | 70439500 | 250000 | 70439500 | Tok | 6-C, 9-E
155 | Highways | O'Brien Creek Road | Remove old slide and route road to prior location. This was never done and is causing safety and environmental concerns. (MP 2.5) | 150000 | 70589500 | 150000 | 70589500 | Chitina | 6-C, 9-E
156 | Highways | Klutina River Dike Repair | Klutina River dike repair. Replace missing rip rap and armor the scour hole upstream from bridge abutment. | 250000 | 70839500 | 250000 | 70839500 | Klutina | 6-C, 9-E
157 | Highways | Tazlina district ROW encroachment cleanup | Remove district wide encroachments | 200000 | 71039500 | 200000 | 71039500 | Tazlina | 6-C, 9-E
158 | Highways | Tok District Sand Sheds | This project would provide sand storage sheds for Delta and Northway Maintenance Stations. | 1000000 | 72039500 | 1000000 | 72039500 | Tok | 6-C, 9-E
159 | Highways | High Float resurfacing Quartz Lake Rd. | This project would fix bad areas and resurface large sections of Quartz Lake Rd. in which the road and the high float are failing. The scope of work is leveling and resurfacing approximately .5 miles of Quartz Lake Rd. | 250000 | 72289500 | 250000 | 72289500 | Delta | 9-E
160 | Highways | Taylow Highway Unstable Slopes | This project would survey and record the unstable slopes on the Taylor Hwy from MP 67 to 160. Scouring or other mitigation would occur at a later date. | 200000 | 72489500 | 200000 | 72489500 | Eagle | 6-C
161 | Highways | Copper River Hwy Highway Vegetation Management | Cut brush back from road surface and re-establish sight distance MP 0-36 | 50000 | 72539500 | 50000 | 72539500 | Cordova | 32-P
162 | Highways | Abercrombie Creek Bridge #1204 | Excavate under bridge and reestablish channel flow$100.0 | 500000 | 73039500 | 500000 | 73039500 | Valdez | 9-E
163 | Highways | Kougarok Road Improvements | Construct 4 parking area turnouts for vehicles to park off of main highway for safety of public & for snow removal. MP 3-13 | 150000 | 73189500 | 150000 | 73189500 | Nome | 39-T
164 | Highways | Western District Highways Guardrail Repairs | Re-stock and replace damaged guardrail through Western district | 25600 | 73215100 | 25600 | 73215100 | Nome | 39-T
165 | Highways | Nome Sand storage | Move sand storage from Airport property to SEF complex | 200000 | 73415100 | 200000 | 73415100 | Nome | 39-T
166 | Highways | N. Eagle River Access Road Repair | Mill & pave .619 miles of North Eagle River Access Road. | 150000 | 73565100 | 150000 | 73565100 | Eagle River | 13
167 | Highways | Kachemak Dr. - Mile 0.0 to 3.6 Repair | Mile 0.0 to 3.6: Grind and pave both lanes. Center Line Miles 3.6 - Width 24' | 1500000 | 75065100 | 1500000 | 75065100 | Homer | 31
168 | Highways | Church Road Asphalt Repair | Mill and pave Church Road MP 0 to 4.118 | 1000000 | 76065100 | 1000000 | 76065100 | Wasilla | 9
169 | Highways | Region-wide Vegetation Control | Perform vegetation control on roads throughout the Region to improve sight distance at curves and intersections, reduce shading, improve drainage, provide clear zones, and control snow drifting. Work will be performed in compliance with the Department's Integrated Vegetation Management Plan. | 500000 | 76565100 | 500000 | 76565100 | Central Region | 9, 11, 13, 14, 15, 20, 27, 28, 29, 31, 32
170 | Highways | Region-wide Bridge Repair | Repair deficient bridge decks, railing, and structures to correct deficiencies and prolong life of the bridge. Repair hightower and luminaire bases and components. | 500000 | 77065100 | 500000 | 77065100 | Central Region | 9, 11, 13, 14, 15, 20, 27, 28, 29, 31, 32
171 | Highways | Region-wide Hightower Repairs | Repair hightowers throughout region | 200000 | 77265100 | 200000 | 77265100 | Central Region | 12, 17, 18, 23, 24, 25, 26, 28
172 | Highways | Region wide maintenance | Removal of vegetation near bridges | 50000 | 77315100 | 50000 | 77315100 | Statewide | statewide
173 | Highways | Post Road - Ship Creek Culvert Replacement | Replace two large failed culverts on Ship Creek under a major industrial access route. | 500000 | 77815100 | 500000 | 77815100 | Anchorage | 20
174 | Highways | Wolverine Road Asphalt Repair | Mill and pave Wolverine Road, MP 0 to 2.5 | 678000 | 78493100 | 678000 | 78493100 | Palmer | 11
175 | Highways | Rogers Loop - Mile 0.0 to 3.2 | Mile 0.0 to 3.2: Both lanes, grind and pave, minor culvert replacement. Center Line Miles 0.7 - Width 24' | 400000 | 78893100 | 400000 | 78893100 | Homer | 31
176 | Highways | Old Seward Spur Repair | Correct drainage, Pulverize & Repave | 3000000 | 81893100 | 3000000 | 81893100 | Anchorage | 28
177 | Highways | Clark Road Asphalt Repair | Mill and pave Clark Road | 67000 | 81960100 | 67000 | 81960100 | Palmer | 11
178 | Highways | Skyline Drive West - Mile 0.0 to 5.0 | 3.2Mile 0.0 to 5.0: Both lanes, grind, and pave. Center Line Miles 3.2 - Width 24' | 1600000 | 83560100 | 1600000 | 83560100 | Homer | 31
179 | Highways | Anchorage Downtown Sidewalk Repair | Replace deteriorated sidewalks in downtown Anchorage on major pedestrian routes. | 100000 | 83660100 | 100000 | 83660100 | Anchorage | 20
180 | Highways | Long Lake Road Asphalt Repair | Mill and pave Long Lake Road | 370000 | 84030100 | 370000 | 84030100 | Willow | 6
181 | Highways | Anchor Point Rd. (aka Beach Rd.) - Mile 0.0 to 1.2 Repair | Grind and pave Mile 0.0 to 1.2, both lanes; minor sub-grade work. Center Line Miles 1.2 - Width 24' | 1080000 | 85110100 | 1080000 | 85110100 | Homer | 31
182 | Highways | Bridge Maintenance | Deck & Bearing Seat Cleaning, Joint Replacement, and drift clearing | 150000 | 85260100 | 150000 | 85260100 | Central Region | central region
183 | Highways | Muldoon Road Asphalt Spot Repair | Intermittent mill & pave from 36th to JBER Gate, 8 lane miles | 2200000 | 87460100 | 2200000 | 87460100 | Anchorage | 15, 27
184 | Highways | Scott Road Asphalt Repair | Mill and pave Scott Road | 215000 | 87675100 | 215000 | 87675100 | Palmer | 11
185 | Highways | Eagle River Loop Asphalt Repair | Mill & Pave 1.885 centerline miles of Eagle River Loop | 1452000 | 89127100 | 1452000 | 89127100 | Eagle River | 14
186 | Highways | Palmer-Fishhook Road Barrier/Fence Repair | Repair/replace dilapidated barriers and fencing on Palmer-Fishhook Road, MP 9-9.3 to current standard. | 150000 | 89277100 | 150000 | 89277100 | Palmer | 8
187 | Highways | Airport Ave. | The pavement is over 30 years old, grind and repave both lanes. Center Line Miles 0.7 - Width 28' | 650000 | 89927100 | 650000 | 89927100 | Seldovia | 31
188 | Highways | Region-Wide Bridge Repair | Repair deficient bridge decks, railing, and structures to correct deficiencies and prolong life of the bridge. | 500000 | 90427100 | 500000 | 90427100 | Central Region | central region
189 | Highways | Glenn Highway Barrier/Fence Repair | Repair/replace dilapidated barriers and fencing to current standards at MP 47 of the Glenn Highway . | 150000 | 90577100 | 150000 | 90577100 | MatSu District | 8
190 | Highways | Dock St. | The pavement is over 30 years old, grind and repave both lanes. Center Line Miles 0.1 - Width 32' | 150000 | 90727100 | 150000 | 90727100 | Seldovia | 31
191 | Highways | Main St. | The pavement is over 30 years old, grind and repave both lanes. Center Line Miles 0.3 - Width 28' | 270000 | 90997100 | 270000 | 90997100 | Seldovia | 31
192 | Highways | Seldovia St. | D-1 and pave both lanes. Center Line Miles 0.1 - Width 28' | 150000 | 91147100 | 150000 | 91147100 | Seldovia | 31
193 | Highways | Anderson Way | D-1 and pave both lanes. Center Line Miles 0.3 - Width 24' | 270000 | 91417100 | 270000 | 91417100 | Seldovia | 31
194 | Highways | Halbouty Rd. | Grind and repave Both Lanes. Center Line Miles 2.5 - Width 28'4" | 1073000 | 92490100 | 1073000 | 92490100 | North Kenai | 31
195 | Highways | Kenai Spur Hwy. MP30-39 | Grind and Repave Both Lanes. Center Line Miles 9 - Width 24'28" | 3600000 | 96090100 | 3600000 | 96090100 | North Kenai | 31
196 | Highways | Deep Creek Road | Base coarse, and pave. 1.27 CL miles, 24' wide | 472500 | 96562600 | 472500 | 96562600 | Ninilchik | 31
197 | Highways | Alta (Starisky) loop | Base coarse, and pave. Center Line Miles 0.6 - Width 24' | 225000 | 96787600 | 225000 | 96787600 | Ninilchik | 31
198 | Highways | Miller Loop Rd. | Add shoulders, grind, and repave. Center Line Miles 5.4 - Width 24'6" | 5000000 | 101787600 | 5000000 | 101787600 | North Kenai | 29
199 | Highways | Clam Gulch | Base coarse, and pave. Center Line Miles 0.5 - Width 24' | 200000 | 101987600 | 200000 | 101987600 | Ninilchik | 31
200 | Highways | North Fork Road Repair | Mile 3.3 to 8.4: Both lanes, grind, and pave. Center Line Miles 5.1 - Width 24' | 2040000 | 104027600 | 2040000 | 104027600 | Homer | 31
201 | Highways | Strawberry Road Repair | Grind and Pave. Culvert replacement at MP .2. Center Line Miles 1.3 - Width 26' | 500000 | 104527600 | 500000 | 104527600 | Soldotna | 31
202 | Highways | Snug Harbor - MP. 1.7 - MP. 3.3 Gravel to Black | MP. 1.7 - MP. 3.3, MP.0 - MP.6, D-1 and pave both lanes. Center Line Miles 2.3 - Width 24' | 837000 | 105364600 | 837000 | 105364600 | Quartz Creek | 29
203 | Highways | Scout Lake | Grind and Pave . Shoulder widening. Center Line Miles 1.36 - Width 22' | 650000 | 106014600 | 650000 | 106014600 | Soldotna | 29
204 | Highways | West Poppy Lane | Overlay - Center Line Miles 1.65 - Width 28' | 690000 | 106704600 | 690000 | 106704600 | Soldotna | 31
205 | Highways | Cannery Road | Overlay - Center Line Miles 1.23 - Width 24' | 492000 | 107196600 | 492000 | 107196600 | Soldotna | 31
206 | Highways | Kasilof South Beach Access (North Cohoe) | Pave - Center Line Miles 1.1 - Width 24' | 425000 | 107621600 | 425000 | 107621600 | Ninilchik | 31
207 | Highways | Web Ramsel | Base, coarse, and pave. Center Line Miles 1.61 - Width 24' | 650000 | 108271600 | 650000 | 108271600 | Ninilchik | 31
208 | Highways | Jakolof Bay Rd. | MP. 36 - MP. 46, Overlay both lanes. Center Line Miles 12.3 - Width 24' | 11070000 | 119341600 | 11070000 | 119341600 | Seldovia | 31
209 | Highways | Fueding Lane | Pave - Center Line Miles 1.96 - Width 24' | 750000 | 120091600 | 750000 | 120091600 | Soldotna | 31
210 | Highways | Pollard Loop Road | Pave - Center Line Miles 1.54 - Width 23' | 500000 | 120591600 | 500000 | 120591600 | Soldotna | 31
211 | Highways | Browns Lake Road | Pave - Center Line Miles 2.37 - Width 25' | 840000 | 121431600 | 840000 | 121431600 | Soldotna | 31
212 | Highways | Rabbit Run Road | Pave - Center Line Miles 0.5 - Width 24' | 175000 | 121606600 | 175000 | 121606600 | Soldotna | 31
213 | Highways | State Park Road | 26'Pave - Center Line Miles 1 - Width 26' | 350000 | 121956600 | 350000 | 121956600 | Soldotna | 31
214 | Highways | Owen Street | Pave - Center Line Miles 0.64 - Width 20.5' | 175000 | 122131600 | 175000 | 122131600 | Soldotna | 31
215 | Highways | Pioneer Access Road | Center Line Miles 0.35 - Width 21' | 125000 | 122256600 | 125000 | 122256600 | Soldotna | 31
216 | Highways | Rebecca Drive | Pave - Center Line Miles 0.22 - Width 21' | 75000 | 122331600 | 75000 | 122331600 | Soldotna | 31
217 | Highways | Arc Loop Road | Pave - Center Line Miles 1.95 - Width 24' | 650000 | 122981600 | 650000 | 122981600 | Soldotna | 31
218 | Highways | Kasilof North Beach Access Road | Grind & Repave - Center Line Miles 1.07 - Width 22' | 350000 | 123331600 | 350000 | 123331600 | Soldotna | 31
219 | Highways | Quartz Creek rd. & Q.C. rd. east - Mile 0.0 to 2.4 | Mile 0.0 to 2.4: Both lanes, grind, and pave at minimum, could use storm drain, curb drain, and guardrail replacement. Center Line Miles 2.2 - Width 24' | 1000000 | 124331600 | 1000000 | 124331600 | Quartz Creek | 29
220 | Highways | Bernice Lake Rd. | Center Line Miles 1 - Width 24' | 600000 | 124931600 | 600000 | 124931600 | North Kenai | 29
221 | Highways | Alexander Rd. | Pave - Center Line Miles 1 - Width 22'-24' | 600000 | 125531600 | 600000 | 125531600 | North Kenai | 29
222 | Highways | Ross Rd. | Pave - Center Line Miles 0.2 - Width 24' | 75000 | 125606600 | 75000 | 125606600 | North Kenai | 29
223 | Highways | Windy Rd. | Pave - Center Line Miles 0.1 - Width 24' | 50000 | 125656600 | 50000 | 125656600 | North Kenai | 29
224 | Highways | Primrose Rd. | Both lanes, D-1 and pave. Center Line Miles 1 - Width 24' | 450000 | 126106600 | 450000 | 126106600 | Crown Point | 29
225 | Highways | Exit Glacier Rd. - MP 4.6 (No Name Crk.) | MP 4.6 (No Name Crk.) Both lanes, subgrade rehab and pave. Center Line Miles 0.1 - Width 24' | 75000 | 126181600 | 75000 | 126181600 | Crown Point | 29
226 | Highways | Exit Glacier Rd. - MP 5 - 5.3 | MP 5 - 5.3 Both lanes, subgrade rehab and pave. Center Line Miles 0.3 - Width 24' | 75000 | 126256600 | 75000 | 126256600 | Crown Point | 29
227 | Highways | Region-wide Asphalt Repair | Repair damaged, rutted, or deteriorated highway pavement by milling, grinding and filling or overlaying with new asphalt. | 1000000 | 127256600 | 1000000 | 127256600 | Central Region | Central Region
228 | Highways | Region-wide Culvert Repair | Repair, replace, or line failing culverts throughout the Region | 600000 | 127856600 | 600000 | 127856600 | Central Region | Central Region
229 | Highways | Region-wide Guardrail Repair | Repair/replace damaged guardrail and end terminals throughout the region. | 500000 | 128356600 | 500000 | 128356600 | Central Region | Central Region
230 | Highways | Region-wide Shoulder Repair | Repair road shoulders throughout Region | 300000 | 128656600 | 300000 | 128656600 | Central Region | Central Region
231 | Highways | Region-wide Abandoned Vehicle Removal | Removal of abandoned vehicles Regionwide. | 100000 | 128756600 | 100000 | 128756600 | Central Region | Central Region
232 | Highways | Region wide Bridge maintenance | Repair and maintain bridges region wide in accordance with bridge report recommendations | 200000 | 128956600 | 200000 | 128956600 | Southcoast Region | Southcoast Region
233 | Highways | Pile Bay Road Culvert Repair | Culvert replacements | 350000 | 129306600 | 350000 | 129306600 | Pile bay | 35-R/36-R
234 | Highways | Channelize slide areas on the Haines Hwy | Channelize slide areas on the Haines Hwy | 150000 | 129456600 | 150000 | 129456600 | Haines | 5-C
235 | Highways | Juneau S. Franklin Asphalt repairs | Repair asphalt on South Franklin St. | 200000 | 129656600 | 200000 | 129656600 | Juneau | 3-B
236 | Highways | Shoulder maintenance | Grade shoulders on Egan Drive from 10th St. to Auke Bay Roundabout. Cut high shoulders back to grade to allow for proper drainage from the road surface reducing areas of potential hydroplaning | 250000 | 129906600 | 250000 | 129906600 | Juneau | 3-B
237 | Highways | Kodiak Guardrail repairs | Clean under and repair guardrail on Rezanof Dr. mile points 0 – 13.75, Chiniak Highway mile points 5 – 21.1, 21.1 – 31.8, Pasagshak Rd mile points 0 – 11.9, Monashka Bay Rd mile points 2.4 - 7.2, Otmaloi, Sawmill Circle and Lakeview roads | 150000 | 130056600 | 150000 | 130056600 | Kodiak | 36-R
238 | Highways | Kodiak Area-wide Vegetation Management | Area wide vegetation management | 70000 | 130126600 | 70000 | 130126600 | Kodiak | 36-R
239 | Highways | Area-wide Asphalt Repairs | Spot repair various paved roads in the region | 350000 | 130476600 | 350000 | 130476600 | Southcoast Region | Southcoast Region
240 | Highways | Lighting and signal maintenance | Replace or repair damaged/worn signals and streetlights | 50000 | 130526600 | 50000 | 130526600 | Southcoast Region | Southcoast Region
241 | Highways | Hyder Salmon River Road Brush Cutting | Cut brush on Hyder Levee | 50000 | 130576600 | 50000 | 130576600 | Hyder | 5-C
242 | Highways | Brush cutting AK pen hwy | Cut vegetation on AK Pen Hwy | 30000 | 130606600 | 30000 | 130606600 | King Salmon | 37-S
243 | Highways | Drainage maintenance AK Pen Hwy | Clean culverts on AK Pen Hwy | 75000 | 130681600 | 75000 | 130681600 | King Salmon | 37-S
244 | Highways | Ketchikan Area wide vegetation management | brush cutting on highways in the Ketchikan area | 30000 | 130711600 | 30000 | 130711600 | Ketchikan | 1-A
245 | Highways | Kake Road Brush Cutting | Area wide vegetation management | 30000 | 130741600 | 30000 | 130741600 | Kake | 5-C
246 | Highways | Haines Highways Brush Cutting | Area wide vegetation management | 90000 | 130831600 | 90000 | 130831600 | Haines | 5-C
247 | Highways | Area-wide Crack Seal | Crack seal roads throughout the Region | 160000 | 130991600 | 160000 | 130991600 | Southcoast Region | Southcoast Region
248 | Highways | King Salmon Gravel Road re-surfacing | Place D-1 king salmon/naknek roads | 150000 | 131141600 | 150000 | 131141600 | King Salmon | 37-S
249 | Highways | Replace damaged signs AK Pen Hwy | Replace damaged signs AK Pen Hwy | 30000 | 131171600 | 30000 | 131171600 | King Salmon | 37-S
250 | Highways | Thorne Bay Road Ditch Repair | Finish ditching MP 0-13 | 60000 | 131231600 | 60000 | 131231600 | Klawock | 5-C
251 | Highways | Angoon - Kootznahoo Highway Brush Cutting | Area wide vegetation management | 20000 | 131251600 | 20000 | 131251600 | Angoon | 5-C
252 | Highways | Klawock Area Wide Brushing | Area wide brush cutting along highway | 80000 | 131331600 | 80000 | 131331600 | Klawock | 5-C
253 | Highways | Anton Larson Road Gravel Surfacing | Gravel lift 3-12 | 4500000 | 135831600 | 4500000 | 135831600 | Kodiak | 36-R
254 | Highways | Cold Bay Road Resurfacing | 8.9 center lane miles, 20,000 CY of D-1 | 3600000 | 139431600 | 3600000 | 139431600 | Cold Bay | 37-S
255 | Highways | Pile Bay Road Rock Fall Mitigation | Rock removal and fall mitigation | 3000000 | 142431600 | 3000000 | 142431600 | Williamsport | 35-R
256 | Highways | Klondike Hwy Guardrail repairs | Replace guardrail from mile 8 to the boarder | 3000000 | 145431600 | 3000000 | 145431600 | Skagway | 5-C
257 | Highways | Juneau Area-wide Vegetation Management | Area wide vegetation management | 70000 | 145501600 | 70000 | 145501600 | Juneau | 3-B
258 | Highways | North Tongass Highway Brush Cutting | Cut vegetation MP 0-14 | 20000 | 145521600 | 20000 | 145521600 | Ketchikan | 1-A
259 | Highways | South Tongass Highway Brush Cutting | Cut vegetation MP 2.6-15.5 | 20000 | 145541600 | 20000 | 145541600 | Ketchikan | 1-A
260 | Highways | Skagway Area Wide Brush Cutting | Cut brush with an excavator on highway in Skagway | 70000 | 145611600 | 70000 | 145611600 | Skagway | 5-C
261 | Highways | Chiniak Highway Gravel Surfacing | Gravel lift 31.5-42 | 5000000 | 150611600 | 5000000 | 150611600 | Kodiak | 36-R
262 | Highways | Sitka Area Vegetation Control | Cut vegetation on Sawmill Creek Road, MP 0 - 7 and Halibut Point Road MP 0 -7. | 20000 | 150631600 | 20000 | 150631600 | Sitka | 2-A
263 | Highways | Klondike hwy escape ramp repairs | cut brush, add ballast, and replace all signs | 250000 | 150881600 | 250000 | 150881600 | Skagway | 5-C
264 | Highways | Sawmill Creek Bridge Deck Repair | Apply surface sealant | 200000 | 151081600 | 200000 | 151081600 | Sitka | 2-A
265 | Highways | Zimovia Highway Ditch Cleaning | MP 1 - 5 | 40000 | 151121600 | 40000 | 151121600 | Wrangell | 36-R
266 | Highways | Juneau shoulder repairs | Remove build up on shoulders of highways to allow for water to drain off the driving surface throughout Juneau. | 50000 | 151171600 | 50000 | 151171600 | Juneau | 3-B, 34-Q
267 | Highways | Skagway area wide guardrail cleaning | clean sand build-up from under guardrails | 75000 | 151246600 | 75000 | 151246600 | Skagway | 5-C
268 | Highways | Sawmill Creek Rd Ditch Repair | Sawmill Creek MP 1.5-3.8 ditch repair | 35000 | 151281600 | 35000 | 151281600 | Sitka | 2-A
269 | Highways | Egan Drive Bike Path Refurbishment | Refurbish bike path on Egan Drive, Channel Vista to Salmon Creek (MP 2.5 - 3.3) | 500000 | 151781600 | 500000 | 151781600 | Juneau | 3-B
270 | Highways | Egan Drive Security Fence Replacement/Repair | Cut brush, vegetation and repair or replace the security fence along Egan Drive. | 200000 | 151981600 | 200000 | 151981600 | Juneau | 34-Q
271 | Highways | Herring Cove Rd Gravel Surfacing | Place D-1 on Herring Cove Rd | 75000 | 152056600 | 75000 | 152056600 | Sitka | 2-A
272 | Highways | Salmon River Road Gravel Surfacing | Place D-1 on Salmon River Road MP 4.5 - 12.0 | 250000 | 152306600 | 250000 | 152306600 | Hyder | 5-C
273 | Highways | Gustavus Paving | Paving DOT shop road & Moose Lane | 1500000 | 153806600 | 1500000 | 153806600 | Gustavus | 5-C
|  |  | Total Highways DM | 153806600 | 153806600 | 153806600 | 153806600
HARBORS
1 | Harbors | M&O Harbor Maintenance | This would allow for harbor repairs scoping and required short term maintenance of harbor facilities to keep them in a safe operational condition. | 100000 | 100000 | 100000 | 100000 | Statewide | Statewide
2 | Harbors | Petersburg SPB | Replace all wire and electrical components on the dock. Install tip down light poles with LED fixtures Replace the windsock and pole with tip down. Replace matts on dock with a slip resistant material. | 300000 | 400000 | 300000 | 400000 | Petersburg area | 32P
3 | Harbors | Hyder Inner Float & SPB | Dredge harbor and area around the Seaplane float ($500.0). Construct a new rubble mound breakwater extension to replace the failing timber log floating breakwater ($500.0). | 1500000 | 1900000 | 1500000 | 1900000 | Hyder - Ketchikan area | 33Q
4 | Harbors | Tenakee Springs SBH breakwaters | Deferred maintenance, rehabilitation, and replacement required to replace one large concrete floating (20'x300') breakwater. | 3589900 | 5489900 | 3589900 | 5489900 | Tenakee Springs - Chigikof Island | 32P
5 | Harbors | Kupreanof Float | The community replaced the outer float in 2018 using a USDA RAC grant. Additional repairs are still needed. Float deferred maintenance, repairs, and replacement. Needs a new ADA gangway. | 1243100 | 6733000 | 1243100 | 6733000 | Petersburg area | 32P
6 | Harbors | Papke's Landing Float | Float deferred maintenance, repairs, and replacement. Has broken stringers and is missing floatation. Needs a new ADA gangway. | 1243100 | 7976100 | 1243100 | 7976100 | Petersburg area | 32P
7 | Harbors | Port Protection Refuge Float & SPB | Float deferred maintenance & repairs. Replace separated float. Needs a new ADA gangway. | 1393600 | 9369700 | 1393600 | 9369700 | Port Protection - Prince of Wales Island | 33Q
8 | Harbors | Entrance Island Refuge Float | Remove Float | 287600 | 9657300 | 287600 | 9657300 | Hobart Bay - Petersburg area | 32P
9 | Harbors | Elfin Cove Inner Float | Float deferred maintenance, repairs, and replacement. Needs a new ADA gangway. | 2384800 | 12042100 | 2384800 | 12042100 | Elfin Cove - Chigikof Island | 34Q
10 | Harbors | Funter Bay Cannery Float & SPB | Float deferred maintenance, repairs, and replacement. Needs a new ADA gangway. | 1287000 | 13329100 | 1287000 | 13329100 | Juneau area - Admiralty Island | 32P
11 | Harbors | Halibut Cove Refuge Float | Float deferred maintenance & repairs. Needs a new ADA gangway. | 1757100 | 15086200 | 1757100 | 15086200 | Halibut Cove - Kachemak Bay | 30O
12 | Harbors | Funter Bay Refuge Float | Remove Float | 287600 | 15373800 | 287600 | 15373800 | Juneau area - Admiralty Island | 32P
13 | Harbors | Hollis Float & SPB | Float deferred maintenance, repairs, and replacement. Needs a new ADA gangway. | 1276500 | 16650300 | 1276500 | 16650300 | Hollis - Prince of Wales Island | 33Q
14 | Harbors | Helm Bay Refuge Float | Remove Float | 287600 | 16937900 | 287600 | 16937900 | Helm Bay - Ketchikan area | 33Q
15 | Harbors | Point Baker Refuge Float & SPB | In spring of 2017, community completed a $250K DCCED grant for float deferred maintenance. Remove existing grid. Needs a new ADA gangway. | 1778500 | 18716400 | 1778500 | 18716400 | Point Baker - Prince of Wales Island | 33Q
16 | Harbors | Ninilchik Small Boat Harbor | Float deferred maintenance & repairs. Future need is to dredge inner harbor. | 500000 | 19216400 | 500000 | 19216400 | Ninilchik - Kenai area | 30O
|  |  | Total Harbors DM | 19216400 | 19216400 | 19216400 | 19216400
|  |  | Facility | 44360600
|  |  | AMHS | 2779000
|  |  | Aviation | 38690000
|  |  | Highways | 153806600
|  |  | Harbors | 19216400
|  |  | TOTAL | 258852600

## 25-DOT&PF DFS PBF
02-DOA Department of Administration
Dept Priority | Allocation | Project Title | Project Description | Project Cost | Running Total | GF Cost | GF Running Total | Location (City) | House District
1 |  | Alaska Office Building - AOB Roof Replacement | The Alaska Office Building needs to have the roof replaced. The roof has reached is useful life expectancy and is at risk of causing damage to the interior of the building due to leaks and damage. | 800000 | 800000 |  |  | Juneau | 33
2 |  | Juneau State Office Building - Final Phase of SOB Fan Wall Project | The Juneau State Office building needs to finalize the last phase of the fan wall repair/replacement. | 900000 | 1700000 |  |  | Juneau | 33
3 |  | Atwood Building - Replacement of Exterior Window Gaskets | The exterior window gaskets at the Atwood Building are all original construction from 1982, and they have shown signs of degrading and separating from the corners of the windows, especially in areas with a lot of sun exposure. As these gaskets recede, they allow both air from inside to escape and water from outside to get in. If the gaskets completely fail, it can potentially cause a window to become loose and fall to the ground below, which is a life safety concern. The other concern is that the interior air that is heated in the winter and cooled in the summer at high utility costs leaks out of those degraded areas. Replacing these gaskets will not only ensure that the windows are no longer in danger of falling off of the building, but it will also help reduce utility costs by sealing them to prevent loss of heating and cooling from inside the building. This would ultimately demonstrate electric and natural gas utility savings that could also show substantial long term payback once this is finally completed. | 850000 | 2550000 |  |  | Anchorage | 20
4 |  | Juneau State Office Building - Willoughby Entrance Repairs | The Willoughby Avenue entrance of the Juneau State Office Building is the main entry to Juneau’s largest State-owned office building and serves as a thoroughfare between several Juneau Core Area parking lots and several other State-owned buildings. It is heavily trafficked by State employees, its customers, and the general public. If funding is not received to complete the necessary renovations, safety hazards will continue to worsen, and increased maintenance costs will be necessary to keep the entry operational. This project encompasses the complete replacement of the curtainwall entry, concrete slabs, stairs and ramps, and installation of in-stair snow melt system. The original steel and single pane glass entry is past its useful life and is deteriorating at an increased rate due to water intrusion. The glazing leaks in several areas which leads to rusting support columns and concrete cracking and buckling in numerous places creating tripping hazards. Maintenance cost for this entry continue to accumulate as attempts are made to fill concrete cracks, mark tripping hazards, and adjust entry doors to keep them operating correctly. During the winter season, this entry is the highest priority for maintenance staff for snow removal and grounds care. Replacement of the cracked concrete and installation of in-stair heating would greatly reduce maintenance costs during snow season, while greatly improving the safety of the area by reducing the slips and falls associated with winter weather. Replacement of the curtainwall entry using thermal glass panels will provide greater energy efficiency and climate control in the foyer. | 1750000 | 4300000 |  |  | Juneau | 33
5 |  | NSOB - Crawlspace Ventilation | The Nome State Office Building is a two-story office building housing several State agencies. The Building has suffered two oil spills in recent history that have impacted the building, especially in its crawlspace. Odors from the crawlspace are evident in the first and second floors of the building. There is currently no exterior venting of the crawlspace. Granular activated carbon filter equipped air purifiers are currently being operated in the crawlspace and office areas to mitigate the odors. Installation of a mechanical ventilation system would isolate the crawlspace air movement from the occupied areas providing improved air quality to tenants. | 200000 | 4500000 |  |  | Nome | 39
6 |  | Nome State Office Building - Concrete Wall Repairs | The location of the Nome State Office Building on the Bering Sea indicates the need for special treatment of the concreate walls. The epoxy coating that was originally applied on the waterside of the first-floor walls to make the concrete waterproof has developed hairline cracks. These cracks compromise the waterproof coating which results in water intrusion from wind driven rain and sea spray. Repairs are needed immediately to stop the water intrusion and limit damage to the steel support structures within the concrete wall. This project will investigate the extent of the cracks and conclude with the proposal and implementation of a cost-effective repair solution. | 350000 | 4850000 |  |  | Nome | 39
7 |  | Palmer State Office Building- Upgrade Sprinkler Main | The sprinkler main in the Palmer State Office Building was originally constructed in an area that does not maintain enough heat in the winter. Given regular periods of prolonged extreme cold, the sprinkler main has been found to regularly freeze and leak. Applying additional heat to the room would provide some assurance of proper function under normal conditions but does not guarantee performance under extreme cold conditions. This project seeks to correct the issue of freezing and water leakage by upgrading the sprinkler main. This would not only stop constant repairs to the system, but it would also ensure that the sprinklers will work as required in the event of a fire in the building. | 120000 | 4970000 |  |  | Palmer | 11
8 |  | Palmer State Office Building - Roofing repairs | The Palmer State Office Building (PSOB) completed a partial roof replacement project in 2012. There was a small section of the flat roof that was not included in the scope of the project. During the winter months last year that small section of roof started to leak during heavy rainstorms and during winter break-up. The PSOB has had damage caused by water leaks which required maintenance and clean up, so it has been determine that the roof section needs to be replaced. Completing the full roof replacement will ensure that the small unrepair section of the flat roof area will no longer leak and will have the same protection as the rest of the building. | 50000 | 5020000 |  |  | Palmer | 11
9 |  | Community Building-Replace Boiler Stack | The Community Building (CB) boiler stack has been a concern for several years. Several years ago, there was a stainless-steel sleeve installed inside the boiler stack which allowed the CB time before a full replacement was needed. Loss of this unit would be detrimental to day-to-day operations as it would impact the ability to control temperatures inside the facility. The boiler stack at the CB is completely degraded and at the end of its useful life, it is past the point of repair. Due to the inability to repair the current boiler stack anymore replacement of the stack is needed immediately. Failure of the boiler stack would likely create an office closure as we would be unable to heat the building until the unit replacement was completed. The project will also include the addition of damper controls which will increase boiler efficiency and improve the ability to control building air pressure. | 200000 | 5220000 |  |  | Juneau | 33
10 |  | Atwood Building - Plaza Repairs | At the Atwood Building the natural settling and shifting of the concrete inside the building over time has caused cracks and breaks on the surface. If these cracks worsen or continue the concrete will continue to crack and shift. This can be repaired and corrected to alleviate the problem and stop the damage from getting worse. The repair and replacement would come from a combination of demo and installation of spacers in the concrete. If the problem is not corrected, the damage will continue to progress along with the cost to repair it. | 180000 | 5400000 |  |  | Anchorage | 20
11 |  | Douglas Island Building - Roof Safety Tie Downs | Regularly scheduled roof inspections are an important part of preventative maintenance. Typical outcomes of these inspections include clearing the roof of vegetation, drain maintenance, and assessment of wear and tear. Currently at the Douglas Island Building, there is no economically feasible way to conduct these inspections as often as they should occur. Ladders and temporary fall protection must be set up each time maintenance personnel need to access the roof. Federal regulations require employers to protect their workers from falls if the work threshold height is 6 feet and greater. Tie down points are required for a worker to anchor their fall arrest equipment when working on roofs. A hatch leading to the roof and safety tie downs installed would allow maintenance personnel to conduct inspections on a regular basis. This project will provide cost-effective and long-term preventative maintenance that will increase the useful life of the roof component. | 250000 | 5650000 |  |  | Juneau | 33
|  | SUBTOTAL PBF ALLOCATED |  | 5650000
1 |  | Juneau State Office Building - North Garage Replacement | Demolition and replacement of current North Garage structure to be replaced with larger parking structure to provide additional parking in Juneau Core Area for State employees and customers | 23250000 | 23250000 |  |  | Juneau | 33
2 |  | Juneau State Office Building - North Garage Renovation | Perform architecture/engineering, renovations to all levels and stairwells to include needed electrical, mechanical, sprinkler and structural work. Recently performed inspection and waiting on fee proposal for phased upgrades. Not needed if S205 is accomplished | 6300000 | 29550000 |  |  | Juneau | 33
|  | TOTAL UGF APPROPRIATION |  | 29550000
1 |  | Dimond Courthouse - Replace Generator | The Dimond Courthouse (DC) currently utilizes the original generator for backup during a power outage. The original generator does not have enough capacity to handle the full building load that is needed to accommodate additional security needs of the Court System. Currently during a power outage, the generator does not have the capacity to keep all the courtroom equipment running. The DC has 5 courtrooms, courtrooms A, B, C, & D in-court computers and servers are being powered by the backup generator. That leaves out enough capacity to add courtroom F and the communication closets. During a power outage the communication closets power down which in turn prevents the servers from communicating with the in-court courtroom computers. With the lack of capacity to power all the DC needs it has been determined that a full generator replacement would be needed. A full generator replacement would give the Dimond Courthouse enough capacity to keep the in-court computers, servers, and communication closets up and running. The generator replacement would also include replacement of associated controls and breaker panels. | 1000000 | 1000000 |  |  | Juneau | 33
2 |  | Nome State Office Building - Install A/C | The Nome State Office building’s (NSOB) HVAC system draws on outside air to cool the building. Over the last several years as temperatures increase in the summer months it has become very difficult to regulate inside temperatures. At times it has become nearly impossible to adequately cool the building to acceptable working temperatures which has created an uncomfortable work environment. On days when the outside air temperature rises, we are currently unable to maintain acceptable working conditions. Due to the inability to properly cool the building as the average outside temperatures in the summer increase it was determined that the HVAC system should be upgraded. A few years back during the NSOB remodel the windows were replaced and no longer open. The reason for that was because windows that do not open help building owners regulate inside temperatures. The installation of a cooling coil will allow cooling of the building which improve the climate control. | 800000 | 1800000 |  |  | Nome | 39
3 |  | Douglas Island Building - Generator Mounts/Enclosure Repair | The generator enclosure for the Douglas Island Building (DIB) standby generator have become badly corroded. The enclosure not only protects the generator and its parts, but it also reduces generator noise to a safe and acceptable level. The enclosure needs replacement to allow continued use of the generator. This project will restore the generator enclosure. | 20000 | 1820000 |  |  | Juneau | 33
4 |  | Dimond Courthouse - Cooling Tower Installation | The Dimond Courthouse is currently cooled by a chiller that utilizes water from the City and Borough of Juneau (CBJ) water system. Once this water is used by the chiller, it drains into the city sewer. As can be seen in the table below, our usage of CBJ water drastically rises during the summer months. If weather trends in Juneau continue to become warmer and drier, CBJ may start to limit the amount of water available for the purpose of cooling a building. With the installation of a cooling tower, water will be recirculated to remove heat from the system and eject it into the atmosphere through evaporation. The project provides a more efficient method to cool the building and avoids our inability to facilitate a comfortable work environment should water resources be limited in the future. FY19 Dimond Courthouse Water Usage in Gallons Jul-18 2,660.0 Aug-18 1,310.0 Sep-18 1,320.0 Oct-18 135.0 Nov-18 26.0 Dec-18 22.0 Jan-19 25.0 Feb-19 30.0 Mar-19 289.0 Apr-19 291.0 May-19 1,470.0 Jun-19 1,659.0 '19 Total : 9,237.0 | 775000 | 2595000 |  |  | Juneau | 33
5 |  | Palmer State Office Building - UST Removal | The Palmer State Office Building (PSOB) current underground fuel tank was installed prior to the state’s purchase of the property. The PSOB’s underground fuel tank is a 10,000-gallon tank that was meant to supply generator fuel to the hospital, which was the building’s use at the time of the purchase. The possibility of the tank leaking into the ground, along with the environmental impact of such an event, increases the desire to remove the tank even more. A long-term cost savings can also be recognized since the DEC requirements to maintain, monitor, and secure an underground storage tank would no longer be incurred. It is our recommendation to remove the tank from the ground and replace with a smaller above-ground tank. The PSOB does not have a need for a tank that size with the current use of the building. Removing and replacing this tank will allow the PSOB to maintain emergency power for the occupying offices during a power outage. | 180000 | 2775000 |  |  | Palmer | 11
6 |  | Juneau State Office Building -Replace Atrium Windows | Replace as needed atrium windows and seals, replace gutters an add flashing (3 sets) | 400000 | 3175000 |  |  | Juneau | 33
7 |  | Linny Pacillo Office/Parking Garage-Repair Cracks | Repair expansion joint and crack leaks on levels 9 & 10 | 152250 | 3327250 |  |  | Anchorage | 20
8 |  | Linny Pacillo Office/Parking Garage-Reseal Parking Garage | Reseal parking levels | 99750 | 3427000 |  |  | Anchorage | 20
9 |  | Palmer State Office Building- Upgrade Mechanical System | Tie High Efficiency (90%) water heaters in Area B to entire building, which is currently on old hot water makers (60%) in area A. | 26250 | 3453250 |  |  | Palmer | 11
10 |  | Community Building-Replace Path between DCH and CB | Replace path between DCH and CB and reseal basement wall. Pathway deteriorating and water leaking into building basement. | 168000 | 3621250 |  |  | Juneau | 33
11 |  | Palmer State Office Building- Extend North Parking Lot | Extend North parking lot to grass/helipad. Current parking is insufficient when DOC Academy in session | 262500 | 3883750 |  |  | Palmer | 11
12 |  | Juneau State Office Building -Asbestos Abatement | Abate asbestos in workshop storage area and pipe corridor | 600000 | 4483750 |  |  | Juneau | 33
13 |  | Juneau State Office Building -Vertical Plumbing Abatement | Abate vertical plumbing chase (P1-P4). Chase is 10x12 and contains piping for waste, water, heating | 750000 | 5233750 |  |  | Juneau | 33
14 |  | Alaska Office Building-Replace Windows | Replace exterior windows | 800000 | 6033750 |  |  | Juneau | 33
15 |  | Alaska Office Building-Restroom Upgrade: Fixtures | Upgrade restroom counters and cubicles. Old fixtures dated. | 136500 | 6170250 |  |  | Juneau | 33
16 |  | Atwood Building-Install Exhaust Fans | Install exhaust fans in 1st floor restrooms | 42000 | 6212250 |  |  | Anchorage | 20
17 |  | Atwood Building - Generator Replacement | Remove current emergency generator, and replace with 1000Kwh unit to add building data centers | 1000000 | 7212250 |  |  | Anchorage | 20
18 |  | Atwood Building - Repair Stucco | Repair stucco at building exterior entrance | 84000 | 7296250 |  |  | Anchorage | 20
19 |  | Atwood Building - Upgrade restroom fixtures | Replace restroom counters and sinks | 813750 | 8110000 |  |  | Anchorage | 20
20 |  | Atwood Building - Fire Suppression Upgrade | Install fire suppression in 13th and 14th elevator machine rooms | 63945 | 8173945 |  |  | Anchorage | 20
21 |  | Atwood Building - Window blinds replacement | Replace all vertical exterior window blinds and add shades | 735000 | 8908945 |  |  | Anchorage | 20
22 |  | Atwood Building - Building control upgrade | Replace all old pneumatic controls with Siemens digital controls and upgrade to new insight software | 500000 | 9408945 |  |  | Anchorage | 20
23 |  | Community Building- Replace Print Shop Doghouse | Replace print shop doghouse. Wood frame, walls, and stucco are rotted. | 84000 | 9492945 |  |  | Juneau | 33
24 |  | Palmer State Office Building- Renovate entry near DOC | Design and provide arctic entry at probation entrance, weather elements affecting interior mechanical systems | 52500 | 9545445 |  |  | Palmer | 11
25 |  | Dimond Courthouse - Renovate satellite restrooms (20) | Renovate satellite restrooms in Judges offices | 250000 | 9795445 |  |  | Juneau | 33
26 |  | Nome State Office Building- Install Standby Generator | Install standby generator for NSOB | 840000 | 10635445 |  |  | Nome | 39
27 |  | Court Plaza Building- Replace VAV Boxes | Replace pneumatic actuators with electronic and new VAV boxes. (energy perf project) | 815000 | 11450445 |  |  | Juneau | 33
28 |  | Court Plaza Building- Construct Stairs | Construct stairs from parking lot to lower sidewalk. Stairs would bypass Telephone Hill providing safer pedestrian travel from parking lot | 75000 | 11525445 |  |  | Juneau | 33
29 |  | Court Plaza Building- New Sky bride between AOB & CPB | Sky bridge between AOB and CPB will provide better access for pedestrians and wheelchair users during inclement weather. | 1200000 | 12725445 |  |  | Juneau | 33
30 |  | Linny Pacillo Office/Parking Garage-Halon System Upgrade | Upgrade to halon suppression system | 54600 | 12780045 |  |  | Anchorage | 20
31 |  | Dimond Courthouse-Upgrade Ceiling | Upgrade ceiling at ground level to match new ceilings on main floor | 73500 | 12853545 |  |  | Juneau | 33
32 |  | Dimond Courthouse-Replace VAV Boxes | Replace 214 VAV boxes. Existing VAV boxes unreliable and becoming a constant maintenance repair item. | 1350000 | 14203545 |  |  | Juneau | 33
33 |  | Nome State Office Building-Replace Roof | Roof replacement | 1312500 | 15516045 |  |  | Nome | 39
34 |  | Dimond Courthouse-Replace Exterior Cement Panels | Replace exterior asbestos cement panels. Some panels beginning to crack and could fall to public areas. | 2500000 | 18016045 |  |  | Juneau | 33
35 |  | Dimond Courthouse-Replace Plaza Doors | Replace ground floor plaza entry doors. Hinges becoming a heavy maintenance item. | 126000 | 18142045 |  |  | Juneau | 33
36 |  | Fairbanks Regional Office Building - Re-caulk Windows | Re-caulk all windows to seal structure from water/heat loss | 68250 | 18210295 |  |  | Fairbanks | 1
37 |  | Fairbanks Regional Office Building -Replace Carpet & Stair Treads | Replace worn carpeted stair treads with metal treads | 42000 | 18252295 |  |  | Fairbanks | 1
38 |  | Fairbanks Regional Office Building -Replace Windows | Replace all exterior windows | 1627500 | 19879795 |  |  | Fairbanks | 1
39 |  | Juneau State Office Building -Install Chairs for ADA | Install emergency evacuation chairs in stairwells | 157500 | 20037295 |  |  | Juneau | 33
40 |  | Dimond Courthouse - Replace Transformers | Replace original electrical transformers inside of building and relocate to outside | 2000000 | 22037295 |  |  | Juneau | 33
41 |  | Fairbanks Regional Office Building -Repair Loading Dock | Repair loading dock | 89250 | 22126545 |  |  | Fairbanks | 1
42 |  | Nome State Office Building-Install Floor Drain to DFG Lab | Add floor drains to DFG lab for bone boiler | 15000 | 22141545 |  |  | Nome | 39
43 |  | Juneau State Office Building -Replace Directory Signs | Replace/upgrade main lobby directory and all signs | 315000 | 22456545 |  |  | Juneau | 33
45 |  | Juneau State Office Building -Replace Ceiling Tiles | Replace all ceiling tiles in the main corridors, floor 5. | 65000 | 22521545 |  |  | Juneau | 33
46 |  | Juneau State Office Building -Replace Doors to Sky bridge | Replace all sky bridge doors and install controlled key card access x6. Doors do not seal and create static pressure problems in the building. | 150000 | 22671545 |  |  | Juneau | 33
47 |  | Juneau State Office Building -Upgrade Bathrooms on the 8th Floor | Renovate existing men's and women's restrooms on 8th floor to shower & r/r for use by bldg. employees | 420000 | 23091545 |  |  | Juneau | 33
48 |  | Juneau State Office Building -Elevator Safety Upgrade | Replace elevator fire curtains on all floors. Existing curtains do not roll up correctly after a fire alarm event. | 173250 | 23264795 |  |  | Juneau | 33
49 |  | Juneau State Office Building -Replace Building Windows | Replace building windows with double pane. Energy savings from solar gain and heat loss. | 2000000 | 25264795 |  |  | Juneau | 33
50 |  | Juneau State Office Building -Asbestos Abatement | Asbestos abate 2 elevator machine rooms and 6 hoist ways. Potential environmental issue of asbestos entering passenger car. | 750000 | 26014795 |  |  | Juneau | 33
51 |  | Juneau State Office Building -Asbestos Abatement | Asbestos abate 3 planters on the southeast deck. Replant with new soil and perennials. | 262500 | 26277295 |  |  | Juneau | 33
52 |  | Dimond Courthouse- Replace Missing Insulation | Add and replace missing insulation on the perimeter loop heating pipes, all floors, add rock wall insulation - RELOCATE ALL FURNITURE | 500000 | 26777295 |  |  | Juneau | 33
53 |  | Palmer State Office Building- Close Openings in Boiler Room | Close openings at the base of the stacks south of boiler room- Energy Savings | 26250 | 26803545 |  |  | Palmer | 11
54 |  | Palmer State Office Building- Repaint Exterior | Repaint exterior of building | 367500 | 27171045 |  |  | Palmer | 11
55 |  | Palmer State Office Building- Replace Air Handler Unit | Remove failing AHU #3 and install new AHU. Unit is currently operated manually. | 78750 | 27249795 |  |  | Palmer | 11
56 |  | Palmer State Office Building- Upgrade Parking Lot | Reseal and stripe North, West, and South parking lots | 84000 | 27333795 |  |  | Palmer | 11
57 |  | Palmer State Office Building- Upgrade Exterior to Keep Water away from the Building | Need snow retention above building doors, a couple of gutters to keep water away from building windows and heat trace for those gutters. | 47250 | 27381045 |  |  | Palmer | 11
58 |  | Palmer State Office Building- Upgrade Basement Vapor Barrier | Investigate and address water intrusion in basement Area E during very heavy rains and spring thaw. | 47250 | 27428295 |  |  | Palmer | 11
59 |  | Palmer State Office Building- Upgrade Ventilation | Improve ventilation to remove heat from boiler room which causes hot areas in PD suite during summer months. | 47250 | 27475545 |  |  | Palmer | 11
60 |  | Palmer State Office Building- Replace Fencing | Fence bordering the rear of the building, requires repair or replacement. | 36750 | 27512295 |  |  | Palmer | 11
61 |  | Palmer State Office Building- Upgrade Mechanical System | Utilizing manual or automatic transfer switches the building could become fully backed up on generator power. Generator has the capacity to run most if not the entire building during power outages. We currently are only using 10-15 % of its designed capacity | 220500 | 27732795 |  |  | Palmer | 11
62 |  | Palmer State Office Building- Replace Boilers | Replace old low efficiency (70-80%) boilers in area A, with High efficiency units, building original. | 236250 | 27969045 |  |  | Palmer | 11
63 |  | Palmer State Office Building- Replace Garage Doors | Replace Garage Doors | 15750 | 27984795 |  |  | Palmer | 11
64 |  | Nome State Office Building-Finish Interior Stair Threads | Finish Interior Stair Treads | 26250 | 28011045 |  |  | Nome | 39
65 |  | Linny Pacillo Office/Parking Garage- Motion Sensors | Add motion sensors to each parking level to increase electrical usage efficiency | 210000 | 28221045 |  |  | Anchorage | 20
66 |  | Linny Pacillo Office/Parking Garage-Install Radar & Speed Indicators | Radar and speed indicator for drivers | 26250 | 28247295 |  |  | Anchorage | 20
67 |  | Atwood- HW Heater Replacement | Replace hot water heater. Outdated and energy inefficient. | 60000 | 28307295 |  |  | Anchorage | 20
68 |  | Atwood- Lighting Controls | Re-program after hours lighting controls for energy efficiency. Upgrade all floors & modify zones. | 185000 | 28492295 |  |  | Anchorage | 20
69 |  | Atwood- Clean/paint Underground Walls & Ceiling | Clean up areas left from plaza upgrade; paint walls and ceiling | 120000 | 28612295 |  |  | Anchorage | 20
70 |  | Palmer SOB- Complete Roof Replacement | Complete areas deferred during last roof replacement | 65000 | 28677295 |  |  | Palmer | 11
71 |  | Dimond Courthouse | Replace exterior window gaskets for floors 4-19 | 850000 | 29527295 |  |  | Anchorage | 16-32
72 |  | Atwood Building | Replace lot #102 fence and chains | 45000 | 29572295 |  |  | Anchorage | 16-32
73 |  | Atwood Building | Replace emergency evacuation chairs in stairwells | 50000 | 29622295 |  |  | Anchorage | 16-32
74 |  | Atwood Building | Paint stairwells and landings (x2) floors 1-20. Remove doors done as earthquake remediation | 75000 | 29697295 |  |  | Anchorage | 16-32
75 |  | Court Plaza | Replace stairwell doors and add relights, closers and hardware. | 160000 | 29857295 |  |  | Juneau | 3-4
76 |  | Court Plaza | Add access controls to 2nd and Gold parking | 100000 | 29957295 |  |  | N/A | N/A
77 |  | Court Plaza | Replace upper parking deck at 2nd and Gold | 1000000 | 30957295 |  |  | N/A | N/A
78 |  | Court Plaza | Install electric heaters in all restrooms | 70000 | 31027295 |  |  | N/A | N/A
79 |  | Dimond Courthouse | Replace building original generator and all associated controls, electrical, and breaker panels. | 1000000 | 32027295 |  |  | Juneau | 3-4
80 |  | Dimond Courthouse | Replace roof that has reached its useful life and is at risk of leaks/damage to the building | 1000000 | 33027295 |  |  | N/A | N/A
81 |  | Fairbanks Regional Office Building | Replace original carpeting throughout | 100000 | 33127295
82 |  | Fairbanks Regional Office Building | Improve security - additional controlled key card access system and new surveillance cameras | 300000 | 33427295 |  |  | Fairbanks | 7-11
83 |  | Juneau State Office Building | Replace all cast iron waste piping throughout, cracking, abate as needed. | 1850000 | 35277295 |  |  | Juneau | 3-4
84 |  | Juneau State Office Building | Complete replacement of all remaining galvanized piping. | 50000 | 35327295 |  |  | N/A | N/A
85 |  | All Buildings | Environmental Management Plan | 450000 | 35777295 |  |  | Juneau | 3-4
86 |  | All Buildings | All Juneau Buildings - ADA Upgrades | 200000 | 35977295 |  |  | Juneau | 3-4
87 |  | Palmer State Office Building | E. parking lot upgrade-remove existing surface, regrade, pave and stripe. Replace underground storage tank with new above ground tank & install drainage for gutters. | 340000 | 36317295 |  |  | Palmer | 13-16
88 |  | Palmer State Office Building | Upgrade sprinkler main in basement "E" - subject to freezing | 120000 | 36437295 |  |  | Palmer | 13-16
89 |  | Palmer State Office Building | Complete TI's in vacant and kitchen, etc. | 525000 | 36962295 |  |  | Palmer | 13-16
90 |  | Palmer State Office Building | Service flat roof system over Public defenders | 50000 | 37012295 |  |  | Palmer | 13-16
|  | SUBTOTAL PBF UNALLOCATED (DEFERRED) |  | 37012295
1 |  | Viking Drive - Replace fire alarm system in both warehouses. See attached quote from May 2013 from Alcan. | Replace fire alarm system in both warehouses. See attached quote from May 2013 from Alcan. | 84000 | 84000 | 84000 | 84000 | Anchorage | 20
2 |  | Governor's House- Fence replacement including soil remediation | Fence needs to be replaced and soil remediation needed due to lead contamination. Updated Site Characterization plan of soil recently completed. Awaiting results. Projected cost is estimated and can be updated once results are received. | 750000 | 834000 | 750000 | 834000 | Juneau | 33
3 |  | Viking Drive - Parking Lot upgrades to include installation of draining system to avoid deterioration of asphalt | Parking Lot upgrades to include installation of draining system to avoid deterioration of asphalt | 262500 | 1096500 | 262500 | 1096500 | Anchorage | 20
4 |  | Governor's House -Upgrade Mechanical Systems | Modify mechanical and install cooling | 225750 | 1322250 | 225750 | 1322250 | Juneau | 33
5 |  | Governor's House - Repaint 2nd Floor | Repaint Interior | 180000 | 1502250 | 180000 | 1502250 | Juneau | 33
6 |  | Geological Materials Center -Security Upgrades | Install additional security surveillance cameras and access control. | 94500 | 1596750 | 94500 | 1596750 | Anchorage | 20
7 |  | Facilities Center -Upgrade Elevator | Modernize elevator equipment | 475000 | 2071750 | 475000 | 2071750 | Juneau | 33
8 |  | Facilities Center - Upgrade Sprinkler Pipes & Conduit | Address sprinkler pipes and conduit breaking due to building movement | 241500 | 2313250 | 241500 | 2313250 | Juneau | 33
9 |  | Replace water main and building plumbing | Replace water main and building plumbing for State and Federal Surplus Property Warehouse at 2400 Viking Drive in Anchorage | 168000 | 2481250 | 168000 | 2481250 | Anchorage | 20
10 |  | Viking Drive - Investigate and Repair building cracks | Investigate and Repair building cracks | 12600 | 2493850 | 12600 | 2493850 | Anchorage | 20
11 |  | Geological Materials Center -Parking Lot Upgrade | Crack seal, seal coat, stripe parking lot | 68250 | 2562100 | 68250 | 2562100 | Anchorage | 20
12 |  | Facilities Center- Update Exterior of the Building | Remove rock debris and install metal siding. Large rock leaning on exterior wall could be a hazard. Adding siding will provide moisture protection. | 141750 | 2703850 | 141750 | 2703850 | Juneau | 33
13 |  | Facilities Center - Reseal Windows | Reseal windows | 68250 | 2772100 | 68250 | 2772100 | Juneau | 33
14 |  | Geological Materials Center -Upgrade Cold Room | Complete cold room mechanical upgrades and commissioning | 147000 | 2919100 | 147000 | 2919100 | Anchorage | 20
15 |  | Governor's House -Replace Light Fixtures | Replace various interior lighting with historical fixtures | 42000 | 2961100 | 42000 | 2961100 | Juneau | 33
16 |  | Geological Materials Center -Landscaping Upgrade | Complete Landscaping Upgrades | 57750 | 3018850 | 57750 | 3018850 | Anchorage | 20
17 |  | Viking Drive - Repair/Replace perimeter fence and clear vegetation | Repair/Replace perimeter fence and clear vegetation | 115500 | 3134350 | 115500 | 3134350 | Anchorage | 20
18 |  | Governor's House - Replace Railing | Replace veranda railing, and third floor balcony railings | 60000 | 3194350 | 60000 | 3194350 | Juneau | 33
19 |  | Governor's House - Entry Repairs | Steps, porch, Handicap ramp/railing replacement due to cracking/staining | 200000 | 3394350 | 200000 | 3394350 | Juneau | 33
20 |  | Governor's House - Repair Side Entry | Repair rot or replace side entry | 150000 | 3544350 | 150000 | 3544350 | Juneau | 33
21 |  | Governor's House - Reseal Generator Room Leakage | Reseal generator room wall due to leakage | 75000 | 3619350 | 75000 | 3619350 | Juneau | 33
22 |  | Governor's House - Replace Rock Wall and Fence | Replace rock wall and fence around west yard | 1200000 | 4819350 | 1200000 | 4819350 | Juneau | 33
23 |  | Governor's House - Replace UST | Replace UST w/above ground tank | 25000 | 4844350 | 25000 | 4844350 | Juneau | 33
|  | SUBTOTAL NON PBF UGF UNALLOCATED (DEFERRED) |  | 4844350 |  | 4844350
|  |  | TOTAL: | 77056645
44 |  | Juneau State Office Building -Asbestos Abatement | Full bldg. asbestos abatement, f/a system, sprinkler system, remove abandon cable from temp leases | 89250000 |  |  |  | Juneau | 33

## 20-DOC
20-DOC Department of Corrections
Dept Priority | Allocation | Project Title | Project Description | Project Cost | Running Total | GF Cost | GF Running Total | Location (City) | House District
1 | Wildwood Correctional Complex | Kenai-WCC Fence Detection Upgrade | Fence detection upgrade | 500000 | 500000 | 500000 | 500000 | Kenai | HD 29
2 | Yukon Kuskokwim Correctional Center | Bethel-YKCC Replace Shower Stalls with Stainless Steel Inserts | Replace failing shower stalls with stainless enclosures | 780000 | 1280000 | 780000 | 1280000 | Bethel | HD 38
3 | Spring Creek Correctional Center | Seward-SCCC Replace 3 each Manual Transfer Switches to Auto Transfer | Replace 3 each manual transfer switch's that have past their life expectancy with new auto transfer switches | 200000 | 1480000 | 200000 | 1480000 | Seward | HD 29
4 | Anvil Mountain Correctional Center | Nome-AMCC Shower Renovations | Renovate six existing showers in Alpha, Bravo and Charlie dorms. There is one shower located on the first floor, one on second floor for each of the three dorms. All existing showers in degraded condition, with significant corrosion visible, allowing water leaks through the degraded tile/wall panels. This will require the demo of shower tiles/wall panels down to bare concrete on floors and plaster on walls. Then either epoxy based product applied, or installation of manufactured Acorn stainless steel shower stall compartments. Additional funding needed to meet the full costs of this project and DOT fees as this project is above the DOCs authority. | 710000 | 2190000 | 710000 | 2190000 | Nome | HD39
5 | Pt. Mackenzie Correctional Farm | Pt. Mackenzie-PMCF Main Septic System Upgrade | Main facility septic tanks is failing and required upgrading | 500000 | 2690000 | 500000 | 2690000 | Wasilla | HD 10
6 | Spring Creek Correctional Center | Seward-SCCC Replace Institutional Sliding Doors (10) | Replace Institutional Sliding Doors-10 each | 1200000 | 3890000 | 1200000 | 3890000 | Seward | HD 29
7 | Mat-Su Pretrial Facility | Palmer-MSPT Segregation Slider Door Replacement | The eight segregation slider doors require replacement due to an unknown design flaw. | 300000 | 4190000 | 300000 | 4190000 | Palmer | HD 11
8 | Fairbanks Correctional Center | Fairbanks-FCC E&F Dorm Shower Repairs | Repair cracked concrete causing leaks, install shower panels along walls, renovate approximately 4 bathroom stalls and 3 showers in each of E & F Dorm | 450000 | 4640000 | 450000 | 4640000 | Fairbanks | HD 1
9 | Palmer Correctional Center | Palmer-PCC Campus-wide Roof Upgrades | Numerous metal roofs require replacement due to roof system failures. High winds and heavy snow loads have caused major roof damage. | 2000000 | 6640000 | 2000000 | 6640000 | Palmer | HD 11
10 | Lemon Creek Correctional Center | Juneau-LCCC Replace Boilers-Additional Funding | Boiler upgrades and preventive maintenance (PM) to include new gaskets, flues, hydronic piping and fuel piping. Boilers have had new burners replaced within the last six (6) years; this PM work will ensure both A&B boilers are working in full operation, will provide LCCC with higher efficiency and redundancy, and extend the life of heating system. | 585000 | 7225000 | 585000 | 7225000 | Juneau | HD 34
11 | Anchorage Correctional Complex West | Anchorage-ACCW Control Room Computer Upgrades | Install 2 new Computer Workstations in ACCW Control Room, includes all programming for new workstations and an upgrade to the latest VMS | 40000 | 7265000 | 40000 | 7265000 | Anchorage | HD 20
12 | Anchorage Correctional Center West | ACCW Movement door Hardware | Replace lock hardware on doors in housing units and main corridor. | 715000 | 7980000 | 715000 | 7980000 | Anchorage | HD 20
13 | Lemon Creek Correctional Center | Juneau-LCCC Camera System Upgrades-Construction | Camera System Upgrade | 1200000 | 9180000 | 1200000 | 9180000 | Juneau | HD34
14 | Anchorage Correctional Center East | ACCE New Kitchen Make-Up Air Fan | New kitchen fan needed to replace existing make-up air fan. Existing MAU fan is inoperable. Replacement fan required for proper ventilation of kitchen area. | 25000 | 9205000 | 25000 | 9205000 | Anchorage | HD 20
15 | Anvil Mountain Correctional Center | Nome-AMCC Boiler Burn Replacement Additional Funds | Boil Burner Replacement Additional Funding: Mechanical engineering evaluation has provided more information to the need for an increased scope of work. We better understand all work required to repair the boiler system. | 300000 | 9505000 | 300000 | 9505000 | Nome | HD39
16 | Goose Creek Correctional Center | Wasilla-GCCC Main Boilers Replacement-12 Each | The 12 main boilers have reach their life expectancy and are routinely failing and requires extensive repairs | 1000000 | 10505000 | 1000000 | 10505000 | Wasilla | HD 10
17 | Anchorage Correctional Center East | Anchorage-ACCE Camera System Upgrade | Camera System Upgrade | 546000 | 11051000 | 546000 | 11051000 | Anchorage | HD 20
18 | Goose Creek Correctional Center | Wasilla-GCCC IP Camera Upgrade | CCTV Upgrade Additional Cameras and increase server size | 1700000 | 12751000 | 1700000 | 12751000 | Wasilla | HD 10
19 | Goose Creek Correctional Center | Wasilla-GCCC Perimeter Fence Detection System | Perimeter fence detection system - existing fence detection system is obsolete and parts are not available. Numerous system failures have cause major security concerns. | 500000 | 13251000 | 500000 | 13251000 | Wasilla | HD 10
20 | Hiland Mountain Correctional Center | Eagle River-HMCC Camera Systems Upgrades | Camera System Upgrade | 550000 | 13801000 | 550000 | 13801000 | Eagle River | HD 14
21 | Fairbanks Correctional Center | Fairbanks-FCC Perimeter Gate Repairs/Replacement | Repair or replace perimeter gate that is out of alignment. | 45000 | 13846000 | 45000 | 13846000 | Fairbanks | HD 1
22 | Fairbanks Correctional Center | Fairbanks-FCC CCTV Upgrade Additional Cameras and increase server size Additional Cameras and increase server sizes | CCTV Upgrade Additional Cameras and increase server size Additional Cameras and increase server sizes | 300000 | 14146000 | 300000 | 14146000 | Fairbanks | HD 1
23 | Spring Creek Correctional Center | Seward-SCCC Perimeter Road Repair | Re-pave Perimeter Road Surface | 500000 | 14646000 | 500000 | 14646000 | Seward | HD 29
24 | Fairbanks Correctional Center | Fairbanks-FCC Fuel Tank Cleaning/Inspection | Fuel Tank Cleaning/Inspection | 200000 | 14846000 | 200000 | 14846000 | Fairbanks | HD 1
25 | Fairbanks Correctional Center | Fairbanks-FCC Sewer Drain Modifications | Add Risers to sewer drains. | 60000 | 14906000 | 60000 | 14906000 | Fairbanks | HD 1
26 | Fairbanks Correctional Center | Fairbanks-FCC Admin Security Enhancement | Additional funding needed to supplement existing funds to complete project. | 350000 | 15256000 | 350000 | 15256000 | Fairbanks | HD 1
27 | Wildwood Correctional Complex | Kenai-WCC Phone System Upgrade | Digital Phone System Upgrade, new phones and tele directory | 175000 | 15431000 | 175000 | 15431000 | Kenai | HD 29
28 | Spring Creek Correctional Center | Seward-SCCC Security Gate Replacement | Replace Vehicle Gates (4 ea.) Gates, motors, and controllers | 1200000 | 16631000 | 1200000 | 16631000 | Seward | HD 29
29 | Fairbanks Correctional Center | Fairbanks-FCC Sewer Check Valve Installation | Install check valve | 50000 | 16681000 | 50000 | 16681000 | Fairbanks | HD 1
30 | Wildwood Correctional Complex | Kenai-WCC Sewage Lift Station Upgrade-Bldg. 10 | Lift station is original equipment from the 1950s, and parts are not available. The project requires design, CA services, and construction. Upgrade will require all new lift station equipment and a sewage macerator. | 400000 | 17081000 | 400000 | 17081000 | Kenai | HD 20
31 | Anvil Mountain Correctional Center | Nome-AMCC Segregation Rec Yard Fence Repair and Gate Install | Segregation Recreational Yard Fence Repair and Gate Installation. AMCC is not currently able to utilize the Seg Rec Yard until repairs are made. | 185000 | 17266000 | 185000 | 17266000 | Nome | HD 39
32 | Fairbanks Correctional Center | Fairbanks-FCC TB Isolation Cell Vent | Tuberculosis Isolation Cell Vent Construction | 420000 | 17686000 | 420000 | 17686000 | Fairbanks | HD 1
33 | Anvil Mountain Correctional Center | Nome-AMCC Perimeter Fence | Needed for equipment/vehicle access. Add manual vehicle 12' vehicle gate. Prevent access to facility by unauthorized personnel. | 150000 | 17836000 | 150000 | 17836000 | Nome | HD 39
34 | Spring Creek Correctional Center | Seward-SCCC 2 each 30K Gallon Underground Storage Tank (UST) Replacement Additional Funds | Funding was provided under the FY19 statewide UST Upgrades. The original DEC required upgrades were accomplished to meet the code. The two existing 30K gallon single wall fiberglass UST’s need replaced with above ground tanks to mitigate the dangers of an unmonitored fuel tank leak. With a single wall tank there is not method of detecting tank and piping leaks and must be upgraded | 500000 | 18336000 | 500000 | 18336000 | Seward | HD 29
35 | Ketchikan Correctional Center | KCC Site Drainage and Sally Port Concrete Repairs | Remove and replace concrete sidewalks and landings in front of building. Repair parking lot surfaces and pave back access road. Improve drainage and add culverts to back access road. Replace and install new lighting fixtures (11) on loading dock ceiling. | 500000 | 18836000 | 500000 | 18836000 | Ketchikan | HD 36
36 | Ketchikan Correctional Center | KCC Perimeter Fence and Gate Improvement | Repair Perimeter Fence and locking hardware. Repair and level back access gate. | 250000 | 19086000 | 250000 | 19086000 | Ketchikan | HD 36
37 | Spring Creek Correctional Center | Seward-SCCC Grease Interceptors Replacement | Replace 2 each grease interceptors in kitchen | 350000 | 19436000 | 350000 | 19436000 | Seward | HD 29
38 | Wildwood Correctional Complex | Kenai-WCC Bldg. 10 Kitchen Makeup Air Upgrades | Makeup air in kitchen is required to meet code requirements for adequate ventilation | 300000 | 19736000 | 300000 | 19736000 | Kenai | HD 29
39 | Anchorage Correctional Complex West | Anchorage-ACCW New Chiller | Replace failing water chiller | 110000 | 19846000 | 110000 | 19846000 | Anchorage | HD 20
40 | Spring Creek Correctional Center | SCCC Warehouse Roof Replacement and Structural Improvement | Warehouse roof is failing and needs replacement (30+ years old). Efforts to patch the roof have extended the life but are no longer effective. Water infiltration is causing further damage to the facility. Snow load is drastically below required rating with new building codes and required structural upgrades | 1200000 | 21046000 | 1200000 | 21046000 | Seward | HD 29
41 | Wildwood Correctional Complex | Kenai-WCC Roof design/repair Bldgs. #5 and 6 WPT | Existing roof has reached its 20 year life span and needs replaced due to extensive leaks throughout the building | 2000000 | 23046000 | 2000000 | 23046000 | Kenai | HD 29
42 | Wildwood Correctional Complex | WCC Bldg. 13 Gym Roof Replacement | Gym roof is failing and needs replacement. | 650000 | 23696000 | 650000 | 23696000 | Kenai | HD 29
43 | Pt. Mackenzie Correctional Farm | Pt. Mackenzie-PMCF Irrigation Well Upgrade | Existing well pumps are old and need replace. Existing wells are running dry in summer so new wells need drilled | 300000 | 23996000 | 300000 | 23996000 | Wasilla | HD 10
44 | Hiland Mountain Correctional Center | Eagle River-HMCC Perimeter Fence Security Detection System | Fence detection alarm Is outdated. | 429000 | 24425000 | 429000 | 24425000 | Eagle River | HD 14
45 | Pt. Mackenzie Correctional Farm | Pt. Mackenzie-PMCF Fencing | Upgrade Perimeter Fencing Along Front of Property | 500000 | 24925000 | 500000 | 24925000 | Wasilla | HD 10
46 | Spring Creek Correctional Center | Seward-SCCC CCTV Upgrade Additional Cameras and increase server sizes | CCTV Upgrade Additional Cameras and increase server size Additional Cameras and increase server size | 500000 | 25425000 | 500000 | 25425000 | Seward | HD 29
47 | Pt. Mackenzie Correctional Farm | Pt. Mackenzie-PMCF Hog Barn Septic Tank Replacement 3K Gallon | Replace failing tanks | 50000 | 25475000 | 50000 | 25475000 | Wasilla | HD 10
48 | Yukon Kuskokwim Correctional Center | YKCC Door Replacement Phase 3 | Replace 25 old doors and locks. Current doors are heavily damaged and locks are worn out and parts un-available. | 2350000 | 27825000 | 2350000 | 27825000 | Bethel | HD 38
49 | Anchorage Correctional Complex East | Anchorage-ACCE Roof Repairs | Repair roofs adjacent to clerestories | 845000 | 28670000 | 845000 | 28670000 | Anchorage | HD 20
50 | Fairbanks Correctional Center | Fairbanks-FCC HVAC Air Balancing DDC Upgrade | Air balancing, duct cleaning Units 1, 2 and 3; DDC upgrade in Unit 3. | 416000 | 29086000 | 416000 | 29086000 | Fairbanks | HD 1
51 | Palmer Correctional Center | Palmer-PCC Minimum Program Support Water Pressure and Valve Tank Upgrade | Minimum Program Support water pressure tanks and valve upgrades | 125000 | 29211000 | 125000 | 29211000 | Palmer | HD 11
52 | Mat-Su Pretrial Facility | Palmer-MSPT Replace Door Control PLC | Door Control PLC has reached end of life and requires replacement. Existing PLC have reach end of life and replacement parts are very limited | 75000 | 29286000 | 75000 | 29286000 | Palmer | HD 11
53 | Anchorage Correctional Center West | Anchorage-ACCW Warehouse Roof Repair | A section of roof over ACCW was not replaced during the last roofing project, leaving it as the original building roof which is approaching 30 years old. A new roof is needed to stop ongoing water infiltration in an effort to preserve the building's structure. One known leak on west side need new roofs on zone 1 and part of zone 2. Zone 1 Housing roof and Warehouse roof are only roofs not replaced. | 975000 | 30261000 | 975000 | 30261000 | Anchorage | HD 20
54 | Palmer Correctional Center | Palmer-PCC Admin (log cabin), Medium Hs 1-7 Window Replacement | Admin building and Medium Housing 1-7 windows require replacement | 300000 | 30561000 | 300000 | 30561000 | Palmer | HD 11
55 | Fairbanks Correctional Center | Fairbanks-FCC Segregation Drains and Sprinklers | Replace existing with anti-ligature sprinkler heads; add floor drains in Units 2 Segregation area. | 225000 | 30786000 | 225000 | 30786000 | Fairbanks | HD 1
56 | Anvil Mountain Correctional Center | Nome-AMCC Domestic Water Line Repairs | Replace Deteriorated /Calcified Hot Water Lines | 300000 | 31086000 | 300000 | 31086000 | Nome | HD 39
57 | Mat-Su Pretrial Facility | Palmer-MSPT Replace Plumbing Chase Doors | Replace all plumbing chase doors. Existing doors are too high and staff cannot access for repairs. | 150000 | 31236000 | 150000 | 31236000 | Palmer | HD 11
58 | Fairbanks Correctional Center | Fairbanks-FCC Seg Floor Tile ACM | Segregation Floor Tile ACM | 250000 | 31486000 | 250000 | 31486000 | Fairbanks | HD 1
59 | Anvil Mountain Correctional Center | Nome-AMCC Fuel Tank | Additional funding needed to supplement existing funds to complete project. Current regulations requires an expensive inspection and repair or replace existing tank. Project will demo existing fuel tank (as it is nearing end of life) and install two new 10k gallon tanks. | 700000 | 32186000 | 700000 | 32186000 | Nome | HD 39
60 | Mat-Su Pretrial Facility | Palmer-MSPT Kitchen Grease Trap Replacement | Grease trap in kitchen has rusted through and separator baffles are rusted. Pipes leaking below the floor | 75000 | 32261000 | 75000 | 32261000 | Palmer | HD 11
61 | Ketchikan Correctional Center | Ketchikan-KCC Sewage Grinder | Replace Sewage Grinder | 650000 | 32911000 | 650000 | 32911000 | Ketchikan | HD 36
62 | Anvil Mountain Correctional Center | Nome-AMCC Exterior Door & Window Replacement | Replace Exterior Rusted Doors and Security Windows | 585000 | 33496000 | 585000 | 33496000 | Nome | HD 39
63 | Hiland Mountain Correctional Center | Eagle River-HMCC Exterior Window Replacement | Unserviceable Window Replacement In HS I,2,3,4 | 150000 | 33646000 | 150000 | 33646000 | Eagle River | HD 14
64 | Fairbanks Correctional Center | Fairbanks-FCC AST Fuel Tank Upgrade | Upgrade AST Fuel Tank 500 gallon | 75000 | 33721000 | 75000 | 33721000 | Fairbanks | HD 1
65 | Mat-Su Pretrial Facility | Palmer-MSPT Plumbing Repairs | Plumbing Repairs - R&R Supply & Waste Pipe. Existing Copper and Cast Iron Pipe is deteriorating and has multiple leaks | 650000 | 34371000 | 650000 | 34371000 | Palmer | HD 11
66 | Fairbanks Correctional Center | Fairbanks-FCC Slider | Slider gates and hardware-ADA compliance | 125000 | 34496000 | 125000 | 34496000 | Fairbanks | HD 1
67 | Mat-Su Pretrial Facility | Palmer-MSPT Mechanical Ventilation Upgrades | Ventilation system (air Handlers and Fans) require upgrading for optimum air flow | 400000 | 34896000 | 400000 | 34896000 | Palmer | HD 11
68 | Goose Creek Correctional Center | GCCC-Replace Server Rooms A/C 4 each | Replace aging server room A/C units which have reached life expectancy | 300000 | 35196000 | 300000 | 35196000 | Wasilla | HD 10
69 | Fairbanks Correctional Center | Fairbank-FCC Perimeter Road Paving | Perimeter Road paving | 300000 | 35496000 | 300000 | 35496000 | Fairbanks | HD 1
70 | Anchorage Correctional Center West | Anchorage-ACCW Elevator modernization | Modernize elevator in sally-port near main control room. | 195000 | 35691000 | 195000 | 35691000 | Anchorage | HD 20
71 | Hiland Mountain Correctional Center | Eagle River-HMCC Boiler Upgrade | Boilers nearing end of life cycle--25 yrs. old (3 in HIMCC, 2 in H5) | 1287000 | 36978000 | 1287000 | 36978000 | Eagle River | HD 14
72 | Goose Creek Correctional Center | Wasilla-GCCC Flat Plate Heat Exchangers | Flat Plate Heat Exchangers 17 units have deteriorating seals and gaskets that need to be replaced | 175000 | 37153000 | 175000 | 37153000 | Wasilla | HD 10
73 | Mat-Su Pretrial Facility | Palmer-MSPT Lock Upgrades | Existing detention locks are obsolete. Proximity card locks needed at certain staff doors | 125000 | 37278000 | 125000 | 37278000 | Palmer | HD 11
74 | Mat-Su Pretrial Facility | Palmer-MSPT Inside Cool Floor Replacement | The two inside cool floors have extensive metal corrosion. The existing metal floor has extensive corrosion and has integrity issues. | 100000 | 37378000 | 100000 | 37378000 | Palmer | HD 11
75 | Hiland Mountain Correctional Center | Eagle River-HMCC Security Door Repairs | Upgrade Room Security Door & Windows H1 thru H5 - Security | 264000 | 37642000 | 264000 | 37642000 | Eagle River | HD 14
76 | Mat-Su Pretrial Facility | Palmer-MSPT Generator Upgrade | Existing generator has exceeded its life cycle | 350000 | 37992000 | 350000 | 37992000 | Palmer | HD 11
77 | Fairbanks Correctional Center | Fairbanks-FCC Booking Parking Secured Garage | Booking Parking Lot Secured Garage | 450000 | 38442000 | 450000 | 38442000 | Fairbanks | HD 1
78 | Goose Creek Correctional Center | Wasilla-GCCC Pneumatic Shower Valves Upgrade | Replace failing pneumatic shower valves | 150000 | 38592000 | 150000 | 38592000 | Wasilla | HD 10
79 | Palmer Correctional Center | Palmer-PCC Fire Sprinkler System | Minimum and Medium Fire Sprinkler System | 650000 | 39242000 | 650000 | 39242000 | Palmer | HD 11
80 | Lemon Creek Correctional Center | Juneau-LCCC Perimeter Road/Parking Lot Improvements | rehabilitate existing parking area and perimeter road; additional grading, paving, and drainage work in the gravel area and as needed on the perimeter road. | 250000 | 39492000 | 250000 | 39492000 | Juneau | HD 34
81 | Mat-Su Pretrial Facility | Palmer-MSPT Building Repairs | Connector Link Repairs. Enclose walkway, insulate, reroof and heat. | 585000 | 40077000 | 585000 | 40077000 | Palmer | HD 11
82 | Lemon Creek Correctional Center | Juneau-LCCC ACM 9"x9" Floor Tile Abatement | ACM 9"x9" Floor Tile Abatement | 455000 | 40532000 | 455000 | 40532000 | Juneau | HD 34
83 | Mat-Su Pretrial Facility | Palmer-MSPT Sidewalk Replacement & Paving | Repair Sidewalks and Parking Lot | 200000 | 40732000 | 200000 | 40732000 | Palmer | HD 11
84 | Palmer Correctional Center | Palmer-PCC Generator and Auto Transfer Upgrade | Upgrade Backup Generator System Campus Wide | 1000000 | 41732000 | 1000000 | 41732000 | Palmer | HD 11
85 | Goose Creek Correctional Center | Wasilla-GCCC Seal Coat and Repaint Pavement | Seal coat and repaint parking lots and perimeter roads | 500000 | 42232000 | 500000 | 42232000 | Wasilla | HD 10
86 | Ketchikan Correctional Center | KCC Plumbing and Piping Repair | Remove and replace corroded copper plumbing throughout facility. Remove and replace corroded exterior fire sprinkler piping. | 400000 | 42632000 | 400000 | 42632000 | Ketchikan | HD 36
87 | Ketchikan Correctional Center | KCC Interior Lighting Upgrade | Replace and upgrade interior lighting with new LED fixtures | 150000 | 42782000 | 150000 | 42782000 | Ketchikan | HD 36
88 | Ketchikan Correctional Center | Ketchikan-KCC Property Fence Repairs | Rock Stabilization & Prop Fence - Construction | 650000 | 43432000 | 650000 | 43432000 | Ketchikan | HD 36
89 | Hiland Mountain Correctional Center | Eagle River-HMCC Road Upgrade | Roads & Drainage | 858000 | 44290000 | 858000 | 44290000 | Eagle River | HD 14
90 | Ketchikan Correctional Center | Ketchikan-KCC Fuel Storage Tank Repairs | AST 4 Concrete Base & Piping Replacement. DEC/EPA spill protection. | 195000 | 44485000 | 195000 | 44485000 | Ketchikan | HD 36
91 | Wildwood Correctional Complex | Kenai-WCC Roof Repairs | Roof Design/Repairs - Bldgs. #14 Theater | 500000 | 44985000 | 500000 | 44985000 | Kenai | HD 29
92 | Yukon Kuskokwim Correctional Center | Bethel-YKCC Security Gate | Replace Vehicle Access Gate & fence fabric repairs on property fence. Cement bond beam required | 520000 | 45505000 | 520000 | 45505000 | Bethel | HD 38
93 | Yukon Kuskokwim Correctional Center | Bethel-YKCC CCTV Upgrade Additional Cameras and increase server size Additional Cameras and increase server size | CCTV Upgrade Additional Cameras and increase server size Additional Cameras and increase server size | 200000 | 45705000 | 200000 | 45705000 | Bethel | HD 38
94 | Lemon Creek Correctional Center | Juneau-LCCC Abatement Building Wide ACM | Plumbing insulation abatement | 520000 | 46225000 | 520000 | 46225000 | Juneau | HD 34
95 | Spring Creek Correctional Center | Seward-SCCC Fire System Upgrade | Replace Halon system w/mist system in generator room | 300000 | 46525000 | 300000 | 46525000 | Seward | HD 29
96 | Ketchikan Correctional Center | Ketchikan-KCC HVAC Cooling Solution | Provide refrigeration or a chiller, install cooling coils in existing ventilation system. | 250000 | 46775000 | 250000 | 46775000 | Ketchikan | HD 36
97 | Anchorage Correctional Center West | Anchorage-ACCW CCTV Upgrade Additional Cameras and increase server size Additional Cameras and increase server size | CCTV Upgrade Additional Cameras and increase server size Additional Cameras and increase server size | 350000 | 47125000 | 350000 | 47125000 | Anchorage | HD 20
98 | Wildwood Correctional Complex | Kenai-WCC Mechanical Upgrade | Build. 5 & 10 Steam to Glycol Steam lines Failing and Leaking | 2145000 | 49270000 | 2145000 | 49270000 | Kenai | HD 29
99 | Wildwood Correctional Complex | Kenai-WCC Security System Upgrade | Security Locking Devices Bldg. 5/6 | 700000 | 49970000 | 700000 | 49970000 | Kenai | HD 29
100 | Wildwood Correctional Complex | Kenai-WCC Water Main Upgrade | Water Main Replacement Project For Increased Capacity | 2100000 | 52070000 | 2100000 | 52070000 | Kenai | HD 29
101 | Pt. Mackenzie Correctional Farm | Pt. Mackenzie-PMCF Mechanical Shop Roof Repairs | Replace Mechanical Shop Roof | 300000 | 52370000 | 300000 | 52370000 | Wasilla | HD 10
102 | Spring Creek Correctional Center | Seward-SCCC Fence Repair | Replace Fence Line where frost heaves are pulling it up | 250000 | 52620000 | 250000 | 52620000 | Seward | HD 29
103 | Palmer Correctional Center | Palmer-PCC HVAC Repairs | Medium Domestic Hot Water System Replacement | 200000 | 52820000 | 200000 | 52820000 | Palmer | HD 11
104 | Wildwood Correctional Complex | Kenai-WCC Double Fencing | Expand Double Fencing to include Wildwood Pre-Trial Compound | 250000 | 53070000 | 250000 | 53070000 | Kenai | HD 29
105 | Wildwood Correctional Complex | Kenai-WCC Building 10 Security Devices/Locks Upgrade | Bldg. 10 locking devices are failing and parts can not be easily found | 500000 | 53570000 | 500000 | 53570000 | Kenai | HD 29
106 | Spring Creek Correctional Center | Seward-SCCC Mechanical Upgrade | Plumbing Copper Pipe Replacement and treatment | 400000 | 53970000 | 400000 | 53970000 | Seward | HD 29
107 | Pt. Mackenzie Correctional Farm | Pt. Mackenzie-PMCF Roof Repairs | Replace Pig Barn Roof | 455000 | 54425000 | 455000 | 54425000 | Wasilla | HD 10
108 | Wildwood Correctional Complex | Kenai-WCC Building Repairs | Bldg. Envelope (Siding & Windows) - Bldg. #10 | 2000000 | 56425000 | 2000000 | 56425000 | Kenai | HD 29
109 | Wildwood Correctional Complex | Kenai-WCC Road Paving | Street Repairs (Resurface) | 500000 | 56925000 | 500000 | 56925000 | Kenai | HD 29
110 | Wildwood Correctional Complex | Kenai-WCC Asbestos Removal | Asbestos Abatement | 3500000 | 60425000 | 3500000 | 60425000 | Kenai | HD 29
111 | Palmer Correctional Center | Palmer-PCC Water System Phase II | Phase II Sprinkler Pump/Generator | 1000000 | 61425000 | 1000000 | 61425000 | Palmer | HD 11
112 | Spring Creek Correctional Center | Seward-SCCC Boiler Sections Replacement | Replace Boiler Sections 8 each | 250000 | 61675000 | 250000 | 61675000 | Seward | HD 29
113 | Palmer Correctional Center | Palmer-PCC Campus-wide Underground Fuel Tank Upgrade | Upgrade all underground storage tanks to above ground storage tanks | 500000 | 62175000 | 500000 | 62175000 | Palmer | HD 11
114 | Spring Creek Correctional Center | Seward-SCCC Replace Air Handling Pumps and Motors | Replace Air Handling Pumps & Motors 8 each | 200000 | 62375000 | 200000 | 62375000 | Seward | HD 29
115 | Palmer Correctional Center | Palmer-PCC Campus-wide Duct Cleaning | HVAC ductwork cleaning | 300000 | 62675000 | 300000 | 62675000 | Palmer | HD 11
116 | Spring Creek Correctional Center | Seward-SCCC Replace Exhaust Fans: APS, House 10 each | Replace Exhaust Fans: APS, House 10 each | 175000 | 62850000 | 175000 | 62850000 | Seward | HD 29
117 | Palmer Correctional Center | Palmer-PCC Exterior Lighting Upgrades | Upgrade and Add Exterior Lighting | 300000 | 63150000 | 300000 | 63150000 | Palmer | HD 11
118 | Palmer Correctional Center | Palmer-PCC Medical Segregation Security Upgrades | Existing med seg cells do not meet security and health standards. Need suicide, negative air and ADA upgrades | 500000 | 63650000 | 500000 | 63650000 | Palmer | HD 11
63650000

## 41-COURTS
Alaska Court System |  | Updated 2/7/22
Dept Priority | Court Dist. | Allocation | Project Title | Project Description |  | Project Cost | Running Total | GF Cost | GF Running Total | Location (City) | House District
FY2021 PROJECTS PRIORITY #1-10
1 | 3 | Anchorage Boney Courthouse | Upgrade 5th Floor and Basement Heating and HVAC System | Redesign and provide new perimeter heating and air systems including VAV boxes, DDC Controls, branch ductwork, new coils, new piping, insulation, fin tube and valves to allow proper control for occupant comfort. DOT/PF has advised that the heating deficiencies at the 5th floor have become more severe and were not remedied during the 2011 renovations. This estimate was provided by RSA Engineering in a 2019 Deferred Maintenance Survey Report. | 2870000
2 | 3 | Snowden Administration Building | Server Room Upgrade | The server room in the Snowden building has a variety of issues to include failing AC units, failing UPS units, and sprinkler pipes inside the room. The AC units in the sever room are 19 years old and are four years past their useful life. They have begun to fail over time and will eventually stop working. AC units are necessary to keep the space cool to ensure the servers are not critically damaged. The UPS units are stand alone and would be better served as one larger unit to feed all of the servers. Additionally, there are sprinkler pipes and a hose bib inside the server room. This is a major concern as if they release water due to a fire or failure, the equipment in the server room would be irreparable. This space serves the entire state as the primary data center. If a failure were to occur in this space it could be catastrophic to the court system resulting in inability to access the network or our data / information systems. | 950000
3 | 3 | Anchorage Nesbett Courthouse | Replace Spectator Seating | This project is to replace all spectator seating in roughly 20 courtrooms. The existing benches are showing high levels of wear and tear and the upholstery is stained. The upholstery is no longer able to be spot cleaned and stains are deep into the fabric. This quote is to replace all bench seating with new seating in all courtrooms plus a contingency. | 395000
4 | 4 | Rabinowitz Courthouse | Replace Old Fluorescent Lamps | Replace high maintenance, outdated, expensive fluorescent lamps with LEDs at light fixtures. LED provide energy savings and less maintenance, and many fluorescent lamps will be discontinued shortly. | 150000
5 | 4 | Rabinowitz Courthouse | Replace Exterior Concrete | Replace deteriorated concrete and sealant at front plaza entry. Concrete that presented the most tripping hazards was replaced during FY19. Concrete currently has radiant heating which affects project costs. | 250000
6 | 3 | Anchorage Nesbett Courthouse | Replace Deteriorating Countertops | The existing countertops in the Basement (2 each) and 1st floor (4 each) staff restrooms are badly stained and have damaged/lifting laminate, causing water to seep underneath the laminate and damage wood. The request includes a 15% contingency. | 25000
7 | 3 | Snowden Administration Building | Replace Old Warehouse Lighting | Retrofit old inefficient and no longer manufactured T-12 light fixtures with LED compatible light fixtures in the Warehouse. | 25000
8 | 3 | Snowden Administration Building | Replace Old Lighting at 444 "H" Street, and 820 West 4th | Replace old inefficient lamps with LED's and retro fit other fixtures as needed. | 140000
9 | 4 | Delta Junction Courthouse | Replace Plumbing Fixtures | Plumbing fixtures are deteriorated, not in good working order, outdated and need to be repaired or replaced. Request includes a 15% design fee. | 20700
10 | 3 | Palmer Courthouse | Replace Deteriorating Public Lobby Flooring | Replace deteriorating public lobby slate finish. Slate has been determined to be inappropriate for the high traffic conditions, and the maintenance costs to keep it repaired and adequately clean is significant. Replacing the slate with a finish appropriate for high traffic will reduce operating costs. Request includes a 15% inflation cost. | 115000
11 | 3 | Palmer Courthouse | Refinish Deteriorated and Cracked Lobby Soffits and Walls | Repair and refinish: 1) lobby walls which are damaged and soiled from outside air at diffusers areas; 2) delaminating vinyl wallcovering at entries; and 3) soffits damaged with stress cracks. | 45000
12 | 3 | Boney Parking Garage | Replace Second Floor Decking | The existing deck coating has failed allowing leakage from the top to the lower level and causing deterioration of the structural concrete below the coating. | 350000
13 | 3 | Snowden Administration Building | Code Required Structural Upgrades at the Warehouse | Provide new structural support to comply with current seismic code at the warehouse exterior walls. Updated to current costs. | 150000
14 | 3 | Snowden Administration Building | Building Envelope and Facade Repairs | Repair and replace façade of Snowden Building due to structural compromise from water infiltration. | 475000
15 | 3 | Snowden Administration Building | Warehouse Roof Replacement | Repair and replace the 40-year-old roof on the Snowden Warehouse. | 75000
16 | 3 | Anchorage Nesbett Courthouse | Update Building Controls | Replace the pneumatic controls in the Nesbett Courthouse with modern, reliable powered actuators. | 450000
17 | 3 | Kenai Courthouse | Replace Fire Panel | Replace aging fire panel and all related components. | 65000
18 | 3 | Kenai Courthouse | Paint Interior | Patch and paint all interior areas of the courthouse to include installation/repair of chair rails. | 300000
19 | 3 | Kenai Courthouse | Parking Lot Upgrades | Judicial Services has reported issues with access to the facility with their vehicles due to the layout of the landscape. This request would remove existing landscape to make access to the facility easier without damaging vehicles and/or existing landscape. | 75000
20 | 3 | Snowden Administration Building | Bathroom Renovations | All bathrooms in the Snowden Admin Building require upgrades including replacement of sinks and fixtures, replacement of toilets, replacement of countertops, replacement of flooring/tile, and painting/patching. | 225000
21 | 3 | Anchorage Nesbett Courthouse | Bathroom Renovations | All bathrooms in the Nesbett Courthouse require upgrades including replacement of sinks and fixtures, replacement of toilets, replacement of flooring/tile, and painting/patching. | 1250000
22 | 3 | Anchorage Nesbett Courthouse | Replace Sidewalk Heating Coils | Replace sidewalk heating coils at the Nesbett Courthouse to assist with snow/ice mitigation in the winter months. | 200000
23 | 3 | 444 H Street | Miscellaneous Mechanical Upgrades | Replace boiler that is reaching it's useful life as well as replace roof top units. Installation of VAV's for all offices will assist with energy consumption and staffs ability to control temperatures within their office spaces. | 225000
24 | 3 | Anchorage Nesbett Courthouse | Miscellaneous Mechanical Upgrades | Replace glycol and axiom tanks with plastic rather than galvanized, install new heat exchangers in all air handling units with closed glycol loops, retrofit remaining actuators to electronic, install new expansion tank bladders. | 350000
25 | 3 | Anchorage Nesbett Courthouse | Breaker Panel Upgrade | Install new main breaker, 2500amp. | 35000
26 | 3 | Anchorage Nesbett Courthouse | Key Standardization | Standardize key matrix to Medico. | 100000
27 | 4 | Rabinowitz Courthouse | Miscellaneous Interior Upgrades | Replace all countertops within the courthouse. Existing countertops have delaminated and the trim has suffered water damage. Paint all common area interior spaces to include hallways, lobbies, and general use employee areas. Update finishes on artwork installations to include restraining and protection for specific art pieces where the artist is no longer living. | 300000
28 | 4 | Rabinowitz Courthouse | Building Doors and Woodwork | The building doors have begun to delaminate and are drastically different colors due to UV damage and other factors. These doors will need to be removed, sanded, restrained, and rehung. Some doors will require full replacement due to major issues with delamination and damage. The building woodwork is also beginning to fade due to UV damage and would need to be addressed at the same time as the doors to maintain a uniform appearance. | 250000
29 | 3 | Kodiak Court & Office Building | Replace Siding and Windows | Complete replacement of siding and windows in the Kodiak Courthouse. The current siding is faded and will begin to allow water intrusion in the future. The windows are double pane and have significant moisture between panes. This is allowing heat to seep from the facility during the winter months and does not allow for good energy efficiency. | 550000
30 | 3 | Kodiak Court & Office Building | Elevator Modernization | The elevator in this facility is building original and has not yet been modernized. This elevator should be upgraded to include a full modernization and cosmetic revamp to bring it up to current standards. | 250000
31 | 3 | Kodiak Court & Office Building | Miscellaneous Interior Upgrades | The facility is in need of painting in all common areas, replacement of stair trends, replacement of interior fixtures such as door hardware, signage, etc. | 150000
32 | 3 | 444 H Street | Bathroom Renovations | All bathrooms in the 444 H Street require upgrades including replacement of sinks and fixtures, replacement of toilets, replacement of countertops, replacement of flooring/tile, and painting/patching. | 35000
33 | 3 | DOT&PF New Southeast Facilities | Miscellaneous Repairs to SE Facilities | The court system has recently been transferred funding for a number of DOT&PF facilities to pay operating costs for the facilities. The majority of the facilities are 40+ years old and have extensive deferred maintenance needs. The court system is requesting a lump sum fund source in the event an emergency maintenance need arises in one of the facilities we are now paying for via RSA. The SE facilities have had a historically low operating budget for the DOT&PF Southcoast Region and there has been a lack of deferred maintenance funding put towards these facilities. | 750000
34 | 3 | Snowden Administration Building | Elevator Upgrade | Complete full upgrade to elevators in the facility to modernize and extend useful life. | 150000
35 | 3 | 444 H Street | Elevator Upgrade | Complete full upgrade to elevators in the facility to modernize and extend useful life. | 90000
36 | 3 | Kodiak Court & Office Building | Controls Upgrade | Install direct digital controls which would allow for setbacks to be done on evenings and weekends. This upgrade could save energy and reduce heating costs, as well as provide better ability to control the heating and cooling systems thereby increasing occupant comfort. | 250000
37 | 3 | Kodiak Court & Office Building | Upgrade Ventilation System | Many office areas lack sufficient ventilation for occupant comfort. This upgrade would revamp the existing system to provide additional cooling to office areas. | 250000
38 | 1 | Ketchikan Court & Office Building | Parking Garage Repairs and Security Upgrade | This parking garage currently services all tenants in the facility to include Alaska Courts, LAW, DOC, DHSS, DOA DMV, and others. The parking garage is in need of significant concrete repairs which is spalling in many different locations. Additionally, concrete repairs are needed overhead and on walking surfaces to prevent falling pieces of concrete debris. Additionally, this facility has no garage security and has frequent issues with the transient population using the garage as a toilet facility and leaving drug/alcohol paraphernalia. The maintenance staff regularly power washes the garage to remove urine, feces, and vomit from parking and walking areas. Installation of fencing and gate control would mitigate this issue and allow for high security for all occupying agencies. | 3000000
|  |  |  | TOTAL: | 15335700

## UAA Main Campus
University of Alaska
(Formatted to Thousands)
|  |  |  | Project Cost ($00.0) | Running Total ($00.0) | GF Cost ($00.0) | GF Running Total ($00.0)
Dept. | [7 empty] | Location (City) | House District
Priority | Allocation | Project Title | Project Description
| University of Alaska Anchorage | 1901 Bragaw St. Building | Bottle Filler Drinking Fountain | 4000 | 4000 | 4000 | 4000 | Anchorage | 17-I
| University of Alaska Anchorage | 1901 Bragaw St. Building | Heat Detectors | 625000 | 629000 | 625000 | 629000 | Anchorage | 17-I
| University of Alaska Anchorage | 1901 Bragaw St. Building | Interior Wall Painting | 487000 | 1116000 | 487000 | 1116000 | Anchorage | 17-I
| University of Alaska Anchorage | 1901 Bragaw St. Building | Medium Bathroom | 156000 | 1272000 | 156000 | 1272000 | Anchorage | 17-I
| University of Alaska Anchorage | 1901 Bragaw St. Building | Other - Ext. Shell | 203000 | 1475000 | 203000 | 1475000 | Anchorage | 17-I
| University of Alaska Anchorage | 1901 Bragaw St. Building | Replace 3'-0 by 7'-0 aluminum storefront doors | 20000 | 1495000 | 20000 | 1495000 | Anchorage | 17-I
| University of Alaska Anchorage | 1901 Bragaw St. Building | Replace 3'-0 x 7'-0 steel, painted, door | 12000 | 1507000 | 12000 | 1507000 | Anchorage | 17-I
| University of Alaska Anchorage | 1901 Bragaw St. Building | Replace 5/8 in. drywall | 2336000 | 3843000 | 2336000 | 3843000 | Anchorage | 17-I
| University of Alaska Anchorage | 1901 Bragaw St. Building | Replace acoustic tile ceiling, fire-rated | 869000 | 4712000 | 869000 | 4712000 | Anchorage | 17-I
| University of Alaska Anchorage | 1901 Bragaw St. Building | Replace aluminum gutter | 4000 | 4716000 | 4000 | 4716000 | Anchorage | 17-I
| University of Alaska Anchorage | 1901 Bragaw St. Building | Replace aluminum siding, 1st floor | 38000 | 4754000 | 38000 | 4754000 | Anchorage | 17-I
| University of Alaska Anchorage | 1901 Bragaw St. Building | Replace boiler, gas | 730000 | 5484000 | 730000 | 5484000 | Anchorage | 17-I
| University of Alaska Anchorage | 1901 Bragaw St. Building | Replace carpet | 695000 | 6179000 | 695000 | 6179000 | Anchorage | 17-I
| University of Alaska Anchorage | 1901 Bragaw St. Building | Replace central station A.H.U. | 1000000 | 7179000 | 1000000 | 7179000 | Anchorage | 17-I
| University of Alaska Anchorage | 1901 Bragaw St. Building | Replace Chiller | 274000 | 7453000 | 274000 | 7453000 | Anchorage | 17-I
| University of Alaska Anchorage | 1901 Bragaw St. Building | Replace circuit breaker molded case, 480 V, 3 pole circuit breaker | 196000 | 7649000 | 196000 | 7649000 | Anchorage | 17-I
| University of Alaska Anchorage | 1901 Bragaw St. Building | Replace circulator. pump, 1 H.P. | 16000 | 7665000 | 16000 | 7665000 | Anchorage | 17-I
| University of Alaska Anchorage | 1901 Bragaw St. Building | Replace concrete stairs | 11000 | 7676000 | 11000 | 7676000 | Anchorage | 17-I
| University of Alaska Anchorage | 1901 Bragaw St. Building | Replace expansion tank | 32000 | 7708000 | 32000 | 7708000 | Anchorage | 17-I
| University of Alaska Anchorage | 1901 Bragaw St. Building | Replace fan coil unit | 563000 | 8271000 | 563000 | 8271000 | Anchorage | 17-I
| University of Alaska Anchorage | 1901 Bragaw St. Building | Replace fan, induced draft | 126000 | 8397000 | 126000 | 8397000 | Anchorage | 17-I
| University of Alaska Anchorage | 1901 Bragaw St. Building | Replace fire alarm control panel | 266000 | 8663000 | 266000 | 8663000 | Anchorage | 17-I
| University of Alaska Anchorage | 1901 Bragaw St. Building | Replace fluorescent fixture, lay-in, recess mtd, 2' x 4', two 40 W | 695000 | 9358000 | 695000 | 9358000 | Anchorage | 17-I
| University of Alaska Anchorage | 1901 Bragaw St. Building | Replace pipe & fittings, cast iron, 4 | 1521000 | 10879000 | 1521000 | 10879000 | Anchorage | 17-I
| University of Alaska Anchorage | 1901 Bragaw St. Building | Replace rainwater sump pump / motor assembly | 21000 | 10900000 | 21000 | 10900000 | Anchorage | 17-I
| University of Alaska Anchorage | 1901 Bragaw St. Building | Replace refrigerant drinking fountain | 4000 | 10904000 | 4000 | 10904000 | Anchorage | 17-I
| University of Alaska Anchorage | 1901 Bragaw St. Building | Replace secondary transformer | 581000 | 11485000 | 581000 | 11485000 | Anchorage | 17-I
| University of Alaska Anchorage | 1901 Bragaw St. Building | Replace separator | 4000 | 11489000 | 4000 | 11489000 | Anchorage | 17-I
| University of Alaska Anchorage | 1901 Bragaw St. Building | Replace Sump Pump | 11000 | 11500000 | 11000 | 11500000 | Anchorage | 17-I
| University of Alaska Anchorage | 1901 Bragaw St. Building | Replace switchgeartop line | 117000 | 11617000 | 117000 | 11617000 | Anchorage | 17-I
| University of Alaska Anchorage | 1901 Bragaw St. Building | Replace transfer switch | 6000 | 11623000 | 6000 | 11623000 | Anchorage | 17-I
| University of Alaska Anchorage | 1901 Bragaw St. Building | Replace Two-Pipe System (Custom sizes can be found in RS Means) | 1304000 | 12927000 | 1304000 | 12927000 | Anchorage | 17-I
| University of Alaska Anchorage | 1901 Bragaw St. Building | Replace unit heater, steam | 3000 | 12930000 | 3000 | 12930000 | Anchorage | 17-I
| University of Alaska Anchorage | 1901 Bragaw St. Building | Replace variable frequency drive | 13000 | 12943000 | 13000 | 12943000 | Anchorage | 17-I
| University of Alaska Anchorage | 1901 Bragaw St. Building | Replace water heater, gas / oil | 8000 | 12951000 | 8000 | 12951000 | Anchorage | 17-I
| University of Alaska Anchorage | 1901 Bragaw St. Building | Small Bathroom | 132000 | 13083000 | 132000 | 13083000 | Anchorage | 17-I
| University of Alaska Anchorage | 1901 Bragaw St. Building | Sprinkler System, includes piping | 1304000 | 14387000 | 1304000 | 14387000 | Anchorage | 17-I
| University of Alaska Anchorage | 1901 Bragaw St. Building | Stucco Ext. Wall | 62000 | 14449000 | 62000 | 14449000 | Anchorage | 17-I
| University of Alaska Anchorage | 1901 Bragaw St. Building | Total EPDM roof replacement | 266000 | 14715000 | 266000 | 14715000 | Anchorage | 17-I
| University of Alaska Anchorage | Administration Utility Building | 114 ea phones | 38190 | 14753190 | 38190 | 14753190 | Anchorage | 17-I
| University of Alaska Anchorage | Administration Utility Building | Replace Adm Utility Bld Annual Roof Pm (Bur) | 29000 | 14782190 | 29000 | 14782190 | Anchorage | 17-I
| University of Alaska Anchorage | Administration Utility Building | Replace Building Distribution Building Wiring | 19000 | 14801190 | 19000 | 14801190 | Anchorage | 17-I
| University of Alaska Anchorage | Administration Utility Building | Replace Building Distribution Circuit Breaker Panels | 3000 | 14804190 | 3000 | 14804190 | Anchorage | 17-I
| University of Alaska Anchorage | Administration Utility Building | Replace Fixtures & Fittings Faucets & Sinks | 4000 | 14808190 | 4000 | 14808190 | Anchorage | 17-I
| University of Alaska Anchorage | Administration Utility Building | Replace Fixtures/Lighting Indoor Lighting | 10000 | 14818190 | 10000 | 14818190 | Anchorage | 17-I
| University of Alaska Anchorage | Administration Utility Building | Replace Fixtures/Lighting Outlets and Switches | 3000 | 14821190 | 3000 | 14821190 | Anchorage | 17-I
| University of Alaska Anchorage | Administration Utility Building | Replace Gutters & Leaders Leaders- Interior Qty 2 | 1000 | 14822190 | 1000 | 14822190 | Anchorage | 17-I
| University of Alaska Anchorage | Administration Utility Building | Replace Interior Doors & Doorways | 5000 | 14827190 | 5000 | 14827190 | Anchorage | 17-I
| University of Alaska Anchorage | Administration Utility Building | Replace network equipment | 5000 | 14832190 | 5000 | 14832190 | Anchorage | 17-I
| University of Alaska Anchorage | Administration Utility Building | Replace Openings Exterior Doors | 31000 | 14863190 | 31000 | 14863190 | Anchorage | 17-I
| University of Alaska Anchorage | Administration Utility Building | Replace Openings Overhead/Garage Doors | 25000 | 14888190 | 25000 | 14888190 | Anchorage | 17-I
| University of Alaska Anchorage | Administration Utility Building | Replace Structural Siding | 1000 | 14889190 | 1000 | 14889190 | Anchorage | 17-I
| University of Alaska Anchorage | Administration/Humanities Building | 1 ea 9410, 1 ea 9348 | 102000 | 14991190 | 102000 | 14991190 | Anchorage | 17-I
| University of Alaska Anchorage | Administration/Humanities Building | Install Occupancy Sensors for Lighting for Hallway | 20000 | 15011190 | 20000 | 15011190 | Anchorage | 17-I
| University of Alaska Anchorage | Administration/Humanities Building | Recaulking Building Exteriors | 48000 | 15059190 | 48000 | 15059190 | Anchorage | 17-I
| University of Alaska Anchorage | Administration/Humanities Building | Replace 500 Gallon Diesel Above Ground Emergency Generator Fuel Tank | 16000 | 15075190 | 16000 | 15075190 | Anchorage | 17-I
| University of Alaska Anchorage | Administration/Humanities Building | Replace Adm Annual Roof Pm (Bur Ballasted) | 773000 | 15848190 | 773000 | 15848190 | Anchorage | 17-I
| University of Alaska Anchorage | Administration/Humanities Building | Replace Ahu-1 Mix Fan 11 | 5000 | 15853190 | 5000 | 15853190 | Anchorage | 17-I
| University of Alaska Anchorage | Administration/Humanities Building | Replace Ahu-1 Mix Fan 12 | 5000 | 15858190 | 5000 | 15858190 | Anchorage | 17-I
| University of Alaska Anchorage | Administration/Humanities Building | Replace Aquifer Cooling Well | 8000 | 15866190 | 8000 | 15866190 | Anchorage | 17-I
| University of Alaska Anchorage | Administration/Humanities Building | Replace Bathroom Renovations Med Bath - 4 to 5 units no Shower | 156000 | 16022190 | 156000 | 16022190 | Anchorage | 17-I
| University of Alaska Anchorage | Administration/Humanities Building | Replace Bathroom Renovations Small Bath - 1 to 3 units no Shower | 44000 | 16066190 | 44000 | 16066190 | Anchorage | 17-I
| University of Alaska Anchorage | Administration/Humanities Building | Replace Bldg Static Rf2 | 125000 | 16191190 | 125000 | 16191190 | Anchorage | 17-I
| University of Alaska Anchorage | Administration/Humanities Building | Replace Bldg Static Rf3 | 125000 | 16316190 | 125000 | 16316190 | Anchorage | 17-I
| University of Alaska Anchorage | Administration/Humanities Building | Replace Bldg Static Rf4 | 125000 | 16441190 | 125000 | 16441190 | Anchorage | 17-I
| University of Alaska Anchorage | Administration/Humanities Building | Replace Bldg Supply Ahu 01 | 1058000 | 17499190 | 1058000 | 17499190 | Anchorage | 17-I
| University of Alaska Anchorage | Administration/Humanities Building | Replace Boiler 1 Alaska State Id # 84-5520Ak | 546000 | 18045190 | 546000 | 18045190 | Anchorage | 17-I
| University of Alaska Anchorage | Administration/Humanities Building | Replace Boiler 2 Alaska State Id # 84-5519Ak | 546000 | 18591190 | 546000 | 18591190 | Anchorage | 17-I
| University of Alaska Anchorage | Administration/Humanities Building | Replace Boiler 3 Alaska State Id # 84-5518Ak | 546000 | 19137190 | 546000 | 19137190 | Anchorage | 17-I
| University of Alaska Anchorage | Administration/Humanities Building | Replace Boiler Mau | 78000 | 19215190 | 78000 | 19215190 | Anchorage | 17-I
| University of Alaska Anchorage | Administration/Humanities Building | Replace Building Distribution Automatic Transfer Switch | 25000 | 19240190 | 25000 | 19240190 | Anchorage | 17-I
| University of Alaska Anchorage | Administration/Humanities Building | Replace Building Distribution Building Wiring | 975000 | 20215190 | 975000 | 20215190 | Anchorage | 17-I
| University of Alaska Anchorage | Administration/Humanities Building | Replace Building Distribution Circuit Breaker Panels | 146000 | 20361190 | 146000 | 20361190 | Anchorage | 17-I
| University of Alaska Anchorage | Administration/Humanities Building | Replace Building Distribution Emergency Circuit Wiring | 244000 | 20605190 | 244000 | 20605190 | Anchorage | 17-I
| University of Alaska Anchorage | Administration/Humanities Building | Replace Building Distribution Secondary Transformer | 488000 | 21093190 | 488000 | 21093190 | Anchorage | 17-I
| University of Alaska Anchorage | Administration/Humanities Building | Replace Chancellors Bathroom Exhaust Fan Rm 217B | 5000 | 21098190 | 5000 | 21098190 | Anchorage | 17-I
| University of Alaska Anchorage | Administration/Humanities Building | Replace Comm Room Fan Dx Unit (small) | 39000 | 21137190 | 39000 | 21137190 | Anchorage | 17-I
| University of Alaska Anchorage | Administration/Humanities Building | Replace East Door Entry Way Heater | 9000 | 21146190 | 9000 | 21146190 | Anchorage | 17-I
| University of Alaska Anchorage | Administration/Humanities Building | Replace Elevator Passenger 2500 Lbs | 500000 | 21646190 | 500000 | 21646190 | Anchorage | 17-I
| University of Alaska Anchorage | Administration/Humanities Building | Replace Exhaust Fan | 35000 | 21681190 | 35000 | 21681190 | Anchorage | 17-I
| University of Alaska Anchorage | Administration/Humanities Building | Replace Fire Protection/ Egress Exit Signage | 30000 | 21711190 | 30000 | 21711190 | Anchorage | 17-I
| University of Alaska Anchorage | Administration/Humanities Building | Replace Fixtures & Fittings Faucets & Sinks | 10000 | 21721190 | 10000 | 21721190 | Anchorage | 17-I
| University of Alaska Anchorage | Administration/Humanities Building | Replace Fixtures/Lighting Indoor Lighting | 260000 | 21981190 | 260000 | 21981190 | Anchorage | 17-I
| University of Alaska Anchorage | Administration/Humanities Building | Replace Fixtures/Lighting Outlets and Switches | 203000 | 22184190 | 203000 | 22184190 | Anchorage | 17-I
| University of Alaska Anchorage | Administration/Humanities Building | Replace Floors Carpet | 390000 | 22574190 | 390000 | 22574190 | Anchorage | 17-I
| University of Alaska Anchorage | Administration/Humanities Building | Replace Floors Carpet - Classrooms | 312000 | 22886190 | 312000 | 22886190 | Anchorage | 17-I
| University of Alaska Anchorage | Administration/Humanities Building | Replace Generation Emergency/ Backup Generation | 15000 | 22901190 | 15000 | 22901190 | Anchorage | 17-I
| University of Alaska Anchorage | Administration/Humanities Building | Replace Glycol Piping | 300000 | 23201190 | 300000 | 23201190 | Anchorage | 17-I
| University of Alaska Anchorage | Administration/Humanities Building | Replace Gutters & Leaders Leaders- Interior Qty 16 | 2000 | 23203190 | 2000 | 23203190 | Anchorage | 17-I
| University of Alaska Anchorage | Administration/Humanities Building | Replace Interior Doors & Doorways | 880000 | 24083190 | 880000 | 24083190 | Anchorage | 17-I
| University of Alaska Anchorage | Administration/Humanities Building | Replace Main Doors North Entry Way Heater | 9000 | 24092190 | 9000 | 24092190 | Anchorage | 17-I
| University of Alaska Anchorage | Administration/Humanities Building | Replace Main Entry South Entry Way Heater | 9000 | 24101190 | 9000 | 24101190 | Anchorage | 17-I
| University of Alaska Anchorage | Administration/Humanities Building | Replace N. Zone Glycol Pump 2 | 5000 | 24106190 | 5000 | 24106190 | Anchorage | 17-I
| University of Alaska Anchorage | Administration/Humanities Building | Replace North Entry Fan | 5000 | 24111190 | 5000 | 24111190 | Anchorage | 17-I
| University of Alaska Anchorage | Administration/Humanities Building | Replace Openings Exterior Doors | 172000 | 24283190 | 172000 | 24283190 | Anchorage | 17-I
| University of Alaska Anchorage | Administration/Humanities Building | Replace Openings Windows - Medium | 916000 | 25199190 | 916000 | 25199190 | Anchorage | 17-I
| University of Alaska Anchorage | Administration/Humanities Building | Replace Penthouse Zn Pump 3 | 5000 | 25204190 | 5000 | 25204190 | Anchorage | 17-I
| University of Alaska Anchorage | Administration/Humanities Building | Replace Piping | 975000 | 26179190 | 975000 | 26179190 | Anchorage | 17-I
| University of Alaska Anchorage | Administration/Humanities Building | Replace Public Restroom Exhaust Fans | 5000 | 26184190 | 5000 | 26184190 | Anchorage | 17-I
| University of Alaska Anchorage | Administration/Humanities Building | Replace Rollup Door In Stu Records | 25000 | 26209190 | 25000 | 26209190 | Anchorage | 17-I
| University of Alaska Anchorage | Administration/Humanities Building | Replace Room 158 Ftu | 125000 | 26334190 | 125000 | 26334190 | Anchorage | 17-I
| University of Alaska Anchorage | Administration/Humanities Building | Replace Room 245 Vav Ftu ********Need Task****** | 125000 | 26459190 | 125000 | 26459190 | Anchorage | 17-I
| University of Alaska Anchorage | Administration/Humanities Building | Replace Secondary Service Motor Control Center | 125000 | 26584190 | 125000 | 26584190 | Anchorage | 17-I
| University of Alaska Anchorage | Administration/Humanities Building | Replace So. Zone Glycol Pump 1 | 5000 | 26589190 | 5000 | 26589190 | Anchorage | 17-I
| University of Alaska Anchorage | Administration/Humanities Building | Replace South Entry Fan | 5000 | 26594190 | 5000 | 26594190 | Anchorage | 17-I
| University of Alaska Anchorage | Administration/Humanities Building | Replace Structural Siding | 61000 | 26655190 | 61000 | 26655190 | Anchorage | 17-I
| University of Alaska Anchorage | Administration/Humanities Building | Replace Supply Piping Building Distribution | 1138000 | 27793190 | 1138000 | 27793190 | Anchorage | 17-I
| University of Alaska Anchorage | Administration/Humanities Building | Replace Taco 007-F Dhw Circ Pump 4 | 5000 | 27798190 | 5000 | 27798190 | Anchorage | 17-I
| University of Alaska Anchorage | Administration/Humanities Building | Replace Walls Painting | 364000 | 28162190 | 364000 | 28162190 | Anchorage | 17-I
| University of Alaska Anchorage | Administration/Humanities Building | Replace Waste Piping Drainage Piping & Drains | 813000 | 28975190 | 813000 | 28975190 | Anchorage | 17-I
| University of Alaska Anchorage | Administration/Humanities Building | Replace West Door Entry Way Heater | 9000 | 28984190 | 9000 | 28984190 | Anchorage | 17-I
| University of Alaska Anchorage | Administration/Humanities Building | Rough estimate for cabling the building. | 170000 | 29154190 | 170000 | 29154190 | Anchorage | 17-I
| University of Alaska Anchorage | Administration/Humanities Building | Upgrade to full electronic DDC - Hybrid system currently in place | 52000 | 29206190 | 52000 | 29206190 | Anchorage | 17-I
| University of Alaska Anchorage | Alaska Airlines Center | 100 ea phones | 33500 | 29239690 | 33500 | 29239690 | Anchorage | 17-I
| University of Alaska Anchorage | Alaska Airlines Center | Replace Ahu-1 Return Fan 1 Vfd | 13000 | 29252690 | 13000 | 29252690 | Anchorage | 17-I
| University of Alaska Anchorage | Alaska Airlines Center | Replace Ahu-1 Supply Fan 1 Vfd | 13000 | 29265690 | 13000 | 29265690 | Anchorage | 17-I
| University of Alaska Anchorage | Alaska Airlines Center | Replace Ahu-1 Supply Fan 2 Vfd | 13000 | 29278690 | 13000 | 29278690 | Anchorage | 17-I
| University of Alaska Anchorage | Alaska Airlines Center | Replace Ahu-3 Supply Fan Vfd | 13000 | 29291690 | 13000 | 29291690 | Anchorage | 17-I
| University of Alaska Anchorage | Alaska Airlines Center | Replace Air Handler Vfd Ahu 8-1 | 13000 | 29304690 | 13000 | 29304690 | Anchorage | 17-I
| University of Alaska Anchorage | Alaska Airlines Center | Replace Air Handler Vfd Ahu 8-2 | 13000 | 29317690 | 13000 | 29317690 | Anchorage | 17-I
| University of Alaska Anchorage | Alaska Airlines Center | Replace Air Handler Vfd Ahu-4 | 13000 | 29330690 | 13000 | 29330690 | Anchorage | 17-I
| University of Alaska Anchorage | Alaska Airlines Center | Replace Air Handler Vfd Ahu-5 | 13000 | 29343690 | 13000 | 29343690 | Anchorage | 17-I
| University of Alaska Anchorage | Alaska Airlines Center | Replace Air Handler Vfd Ahu-6 | 13000 | 29356690 | 13000 | 29356690 | Anchorage | 17-I
| University of Alaska Anchorage | Alaska Airlines Center | Replace Air Handler Vfd Ahu-7 | 13000 | 29369690 | 13000 | 29369690 | Anchorage | 17-I
| University of Alaska Anchorage | Alaska Airlines Center | Replace Cooling Water Return Pump Vfd C14A | 13000 | 29382690 | 13000 | 29382690 | Anchorage | 17-I
| University of Alaska Anchorage | Alaska Airlines Center | Replace Cooling Water Return Pump Vfd C14B | 13000 | 29395690 | 13000 | 29395690 | Anchorage | 17-I
| University of Alaska Anchorage | Alaska Airlines Center | Replace Cooling Well Pump Vfd | 13000 | 29408690 | 13000 | 29408690 | Anchorage | 17-I
| University of Alaska Anchorage | Alaska Airlines Center | Replace Cooling Well Water System | 500000 | 29908690 | 500000 | 29908690 | Anchorage | 17-I
| University of Alaska Anchorage | Alaska Airlines Center | Replace Elevator Freight 20000 Lbs | 500000 | 30408690 | 500000 | 30408690 | Anchorage | 17-I
| University of Alaska Anchorage | Alaska Airlines Center | Replace Elevator Passenger 2100 Lbs | 500000 | 30908690 | 500000 | 30908690 | Anchorage | 17-I
| University of Alaska Anchorage | Alaska Airlines Center | Replace Exhaust Fan Ef-10 | 5000 | 30913690 | 5000 | 30913690 | Anchorage | 17-I
| University of Alaska Anchorage | Alaska Airlines Center | Replace Exhaust Fan Ef-11 | 5000 | 30918690 | 5000 | 30918690 | Anchorage | 17-I
| University of Alaska Anchorage | Alaska Airlines Center | Replace Exhaust Fan Ef-12 | 5000 | 30923690 | 5000 | 30923690 | Anchorage | 17-I
| University of Alaska Anchorage | Alaska Airlines Center | Replace Exhaust Fan Ef-13 | 5000 | 30928690 | 5000 | 30928690 | Anchorage | 17-I
| University of Alaska Anchorage | Alaska Airlines Center | Replace Exhaust Fan Ef-2 | 5000 | 30933690 | 5000 | 30933690 | Anchorage | 17-I
| University of Alaska Anchorage | Alaska Airlines Center | Replace Exhaust Fan Ef-3 | 5000 | 30938690 | 5000 | 30938690 | Anchorage | 17-I
| University of Alaska Anchorage | Alaska Airlines Center | Replace Exhaust Fan Ef-5A | 5000 | 30943690 | 5000 | 30943690 | Anchorage | 17-I
| University of Alaska Anchorage | Alaska Airlines Center | Replace Exhaust Fan Ef-5B | 5000 | 30948690 | 5000 | 30948690 | Anchorage | 17-I
| University of Alaska Anchorage | Alaska Airlines Center | Replace Exhaust Fan Ef-6 | 5000 | 30953690 | 5000 | 30953690 | Anchorage | 17-I
| University of Alaska Anchorage | Alaska Airlines Center | Replace Exhaust Fan Ef-7 | 5000 | 30958690 | 5000 | 30958690 | Anchorage | 17-I
| University of Alaska Anchorage | Alaska Airlines Center | Replace Exhaust Fan Ef-8 | 5000 | 30963690 | 5000 | 30963690 | Anchorage | 17-I
| University of Alaska Anchorage | Alaska Airlines Center | Replace Exhaust Fan Ef-9 | 5000 | 30968690 | 5000 | 30968690 | Anchorage | 17-I
| University of Alaska Anchorage | Alaska Airlines Center | Replace Exhaust Fan Vfd Ef-11 | 13000 | 30981690 | 13000 | 30981690 | Anchorage | 17-I
| University of Alaska Anchorage | Alaska Airlines Center | Replace Exhaust Fan Vfd Ef-4 | 13000 | 30994690 | 13000 | 30994690 | Anchorage | 17-I
| University of Alaska Anchorage | Alaska Airlines Center | Replace Fixtures/Lighting Indoor Lighting | 1960000 | 32954690 | 1960000 | 32954690 | Anchorage | 17-I
| University of Alaska Anchorage | Alaska Airlines Center | Replace Fixtures/Lighting Outlets and Switches | 264000 | 33218690 | 264000 | 33218690 | Anchorage | 17-I
| University of Alaska Anchorage | Alaska Airlines Center | Replace Glycol Pump Vfd C1 | 13000 | 33231690 | 13000 | 33231690 | Anchorage | 17-I
| University of Alaska Anchorage | Alaska Airlines Center | Replace Glycol Pump Vfd C2 | 13000 | 33244690 | 13000 | 33244690 | Anchorage | 17-I
| University of Alaska Anchorage | Alaska Airlines Center | Replace Glycol Pump Vfd C3 | 13000 | 33257690 | 13000 | 33257690 | Anchorage | 17-I
| University of Alaska Anchorage | Alaska Airlines Center | Replace Glycol Pump Vfd C7 | 13000 | 33270690 | 13000 | 33270690 | Anchorage | 17-I
| University of Alaska Anchorage | Alaska Airlines Center | Replace Glycol Pump Vfd C8 | 13000 | 33283690 | 13000 | 33283690 | Anchorage | 17-I
| University of Alaska Anchorage | Alaska Airlines Center | Replace Glycol Pump Vfd H6 | 13000 | 33296690 | 13000 | 33296690 | Anchorage | 17-I
| University of Alaska Anchorage | Alaska Airlines Center | Replace Heating Glycol Supply Pump Vfd H5 | 13000 | 33309690 | 13000 | 33309690 | Anchorage | 17-I
| University of Alaska Anchorage | Alaska Airlines Center | Replace Heating Hot Water Pump Vfd H1 | 13000 | 33322690 | 13000 | 33322690 | Anchorage | 17-I
| University of Alaska Anchorage | Alaska Airlines Center | Replace Heating Hot Water Pump Vfd H2 | 13000 | 33335690 | 13000 | 33335690 | Anchorage | 17-I
| University of Alaska Anchorage | Alaska Airlines Center | Replace Heating Hot Water Pump Vfd H3 | 13000 | 33348690 | 13000 | 33348690 | Anchorage | 17-I
| University of Alaska Anchorage | Alaska Airlines Center | Replace Hood Exhaust Fan Hde-11 Vfd | 13000 | 33361690 | 13000 | 33361690 | Anchorage | 17-I
| University of Alaska Anchorage | Alaska Airlines Center | Replace Hood Exhaust Hde-10 Vfd | 13000 | 33374690 | 13000 | 33374690 | Anchorage | 17-I
| University of Alaska Anchorage | Alaska Airlines Center | Replace Hx-1, Pump H4 Vfd | 13000 | 33387690 | 13000 | 33387690 | Anchorage | 17-I
| University of Alaska Anchorage | Alaska Airlines Center | Replace Hydrotherapy Pool | 40000 | 33427690 | 40000 | 33427690 | Anchorage | 17-I
| University of Alaska Anchorage | Alaska Airlines Center | Replace irrigation piping | 55000 | 33482690 | 55000 | 33482690 | Anchorage | 17-I
| University of Alaska Anchorage | Alaska Airlines Center | Replace Kitchen Exhaust Hood 1 | 5000 | 33487690 | 5000 | 33487690 | Anchorage | 17-I
| University of Alaska Anchorage | Alaska Airlines Center | Replace Kitchen Exhaust Hood 2 | 5000 | 33492690 | 5000 | 33492690 | Anchorage | 17-I
| University of Alaska Anchorage | Alaska Airlines Center | Replace Kitchen Exhaust Hood 3 | 5000 | 33497690 | 5000 | 33497690 | Anchorage | 17-I
| University of Alaska Anchorage | Alaska Airlines Center | Replace Kitchen Exhaust Hood 4 | 5000 | 33502690 | 5000 | 33502690 | Anchorage | 17-I
| University of Alaska Anchorage | Alaska Airlines Center | Replace Left-Side Elevator Passenger 4000 Lbs | 500000 | 34002690 | 500000 | 34002690 | Anchorage | 17-I
| University of Alaska Anchorage | Alaska Airlines Center | Replace Relief Fan Vfd Hde-8 | 13000 | 34015690 | 13000 | 34015690 | Anchorage | 17-I
| University of Alaska Anchorage | Alaska Airlines Center | Replace Relief Fan Vfd Hde-9 | 13000 | 34028690 | 13000 | 34028690 | Anchorage | 17-I
| University of Alaska Anchorage | Alaska Airlines Center | Replace Relief Fan Vfd Rf-5 | 13000 | 34041690 | 13000 | 34041690 | Anchorage | 17-I
| University of Alaska Anchorage | Alaska Airlines Center | Replace Relief Fan Vfd Rf-7 | 13000 | 34054690 | 13000 | 34054690 | Anchorage | 17-I
| University of Alaska Anchorage | Alaska Airlines Center | Replace Right-Side Elevator Passenger 4000 Lbs | 500000 | 34554690 | 500000 | 34554690 | Anchorage | 17-I
| University of Alaska Anchorage | Alaska Airlines Center | Replace Toilets And Workroom Ef-1 | 5000 | 34559690 | 5000 | 34559690 | Anchorage | 17-I
| University of Alaska Anchorage | Alaska Airlines Center | Replace Walls Painting | 1372000 | 35931690 | 1372000 | 35931690 | Anchorage | 17-I
| University of Alaska Anchorage | Allied Health Sciences Building | 3ea. 9348 switches | 24000 | 35955690 | 24000 | 35955690 | Anchorage | 17-I
| University of Alaska Anchorage | Allied Health Sciences Building | Recaulking Building Exteriors | 38000 | 35993690 | 38000 | 35993690 | Anchorage | 17-I
| University of Alaska Anchorage | Allied Health Sciences Building | Replace Bathroom Renovations Med Bath - 4 to 5 units no Shower | 156000 | 36149690 | 156000 | 36149690 | Anchorage | 17-I
| University of Alaska Anchorage | Allied Health Sciences Building | Replace Bathroom Renovations Small Bath - 1 to 3 units no Shower | 44000 | 36193690 | 44000 | 36193690 | Anchorage | 17-I
| University of Alaska Anchorage | Allied Health Sciences Building | Replace Building Distribution Automatic Transfer Switch | 25000 | 36218690 | 25000 | 36218690 | Anchorage | 17-I
| University of Alaska Anchorage | Allied Health Sciences Building | Replace Building Distribution Building Wiring | 254000 | 36472690 | 254000 | 36472690 | Anchorage | 17-I
| University of Alaska Anchorage | Allied Health Sciences Building | Replace Building Distribution Circuit Breaker Panels | 38000 | 36510690 | 38000 | 36510690 | Anchorage | 17-I
| University of Alaska Anchorage | Allied Health Sciences Building | Replace Building Distribution Emergency Circuit Wiring | 127000 | 36637690 | 127000 | 36637690 | Anchorage | 17-I
| University of Alaska Anchorage | Allied Health Sciences Building | Replace Building Distribution Main Building Panels/Switchgear | 39000 | 36676690 | 39000 | 36676690 | Anchorage | 17-I
| University of Alaska Anchorage | Allied Health Sciences Building | Replace Campus Distribution Primary Transformer | 60000 | 36736690 | 60000 | 36736690 | Anchorage | 17-I
| University of Alaska Anchorage | Allied Health Sciences Building | Replace Elevator Passenger 2500 Lbs | 500000 | 37236690 | 500000 | 37236690 | Anchorage | 17-I
| University of Alaska Anchorage | Allied Health Sciences Building | Replace Est3 Fire Alarm System | 133000 | 37369690 | 133000 | 37369690 | Anchorage | 17-I
| University of Alaska Anchorage | Allied Health Sciences Building | Replace Ext. Painting Panels | 297000 | 37666690 | 297000 | 37666690 | Anchorage | 17-I
| University of Alaska Anchorage | Allied Health Sciences Building | Replace Fire Alarm Annunciator Panel | 133000 | 37799690 | 133000 | 37799690 | Anchorage | 17-I
| University of Alaska Anchorage | Allied Health Sciences Building | Replace Fire Alarm Circuit Power Supply | 133000 | 37932690 | 133000 | 37932690 | Anchorage | 17-I
| University of Alaska Anchorage | Allied Health Sciences Building | Replace Fire Alarm Nac Circuit Power Supply | 266000 | 38198690 | 266000 | 38198690 | Anchorage | 17-I
| University of Alaska Anchorage | Allied Health Sciences Building | Replace Fixtures & Fittings Faucets & Sinks | 4000 | 38202690 | 4000 | 38202690 | Anchorage | 17-I
| University of Alaska Anchorage | Allied Health Sciences Building | Replace Glycol Piping | 750000 | 38952690 | 750000 | 38952690 | Anchorage | 17-I
| University of Alaska Anchorage | Allied Health Sciences Building | Replace Instrument Air Compressor Ak State Id# 12-1257Ak | 16000 | 38968690 | 16000 | 38968690 | Anchorage | 17-I
| University of Alaska Anchorage | Allied Health Sciences Building | Replace Instrument Air Compressor C-2 Ak State Ed# 04-0121Ak | 16000 | 38984690 | 16000 | 38984690 | Anchorage | 17-I
| University of Alaska Anchorage | Allied Health Sciences Building | Replace Large Section of Skylights | 80000 | 39064690 | 80000 | 39064690 | Anchorage | 17-I
| University of Alaska Anchorage | Allied Health Sciences Building | Replace Openings Exterior Doors | 94000 | 39158690 | 94000 | 39158690 | Anchorage | 17-I
| University of Alaska Anchorage | Allied Health Sciences Building | Replace Openings Windows - Medium | 531000 | 39689690 | 531000 | 39689690 | Anchorage | 17-I
| University of Alaska Anchorage | Allied Health Sciences Building | Replace Secondary Service Motor Control Center | 125000 | 39814690 | 125000 | 39814690 | Anchorage | 17-I
| University of Alaska Anchorage | Allied Health Sciences Building | Replace Small Cabinet Fan Scf-1 | 78000 | 39892690 | 78000 | 39892690 | Anchorage | 17-I
| University of Alaska Anchorage | Allied Health Sciences Building | Replace Waste Piping Drainage Piping & Drains | 424000 | 40316690 | 424000 | 40316690 | Anchorage | 17-I
| University of Alaska Anchorage | ANSEP Academy Building | 1ea. 9348 Switch | 8000 | 40324690 | 8000 | 40324690 | Anchorage | 17-I
| University of Alaska Anchorage | ANSEP Academy Building | Replace Bradford White Indirect Water Heater Billable | 4000 | 40328690 | 4000 | 40328690 | Anchorage | 17-I
| University of Alaska Anchorage | ANSEP Academy Building | Replace Fixtures & Fittings Faucets & Sinks | 4000 | 40332690 | 4000 | 40332690 | Anchorage | 17-I
| University of Alaska Anchorage | ANSEP Academy Building | Replace Fixtures/Lighting Outlets and Switches | 12000 | 40344690 | 12000 | 40344690 | Anchorage | 17-I
| University of Alaska Anchorage | ANSEP Academy Building | Replace Glycol Piping | 100000 | 40444690 | 100000 | 40444690 | Anchorage | 17-I
| University of Alaska Anchorage | ANSEP Academy Building | Replace Lochinvar Direct Vent Boiler Billable | 24000 | 40468690 | 24000 | 40468690 | Anchorage | 17-I
| University of Alaska Anchorage | ANSEP Academy Building | Replace Openings Exterior Doors | 63000 | 40531690 | 63000 | 40531690 | Anchorage | 17-I
| University of Alaska Anchorage | ANSEP Academy Building | Replace Supply Piping Building Distribution | 35000 | 40566690 | 35000 | 40566690 | Anchorage | 17-I
| University of Alaska Anchorage | ANSEP Building | 3ea. 9348 switches, 1 ea. UPS | 31000 | 40597690 | 31000 | 40597690 | Anchorage | 17-I
| University of Alaska Anchorage | ANSEP Building | Recaulking Building Exteriors | 11000 | 40608690 | 11000 | 40608690 | Anchorage | 17-I
| University of Alaska Anchorage | ANSEP Building | Replace Ahu-1 Vfd | 13000 | 40621690 | 13000 | 40621690 | Anchorage | 17-I
| University of Alaska Anchorage | ANSEP Building | Replace Aquifer Cooling Well | 8000 | 40629690 | 8000 | 40629690 | Anchorage | 17-I
| University of Alaska Anchorage | ANSEP Building | Replace Bathroom Renovations Small Bath - 1 to 3 units no Shower | 88000 | 40717690 | 88000 | 40717690 | Anchorage | 17-I
| University of Alaska Anchorage | ANSEP Building | Replace Clycol Circulation Pump Cp-3 | 5000 | 40722690 | 5000 | 40722690 | Anchorage | 17-I
| University of Alaska Anchorage | ANSEP Building | Replace Cooling Well Pump Vfd | 13000 | 40735690 | 13000 | 40735690 | Anchorage | 17-I
| University of Alaska Anchorage | ANSEP Building | Replace Domestic Hot Water Heat Exchanger Hwg-1 | 29000 | 40764690 | 29000 | 40764690 | Anchorage | 17-I
| University of Alaska Anchorage | ANSEP Building | Replace Elevator Machine Room Exhuast Fan | 5000 | 40769690 | 5000 | 40769690 | Anchorage | 17-I
| University of Alaska Anchorage | ANSEP Building | Replace Elevator Passenger 2500 Lbs | 500000 | 41269690 | 500000 | 41269690 | Anchorage | 17-I
| University of Alaska Anchorage | ANSEP Building | Replace Est3 Fire Alarm System Annual Pm | 133000 | 41402690 | 133000 | 41402690 | Anchorage | 17-I
| University of Alaska Anchorage | ANSEP Building | Replace Expansion Tank Et-1 | 23000 | 41425690 | 23000 | 41425690 | Anchorage | 17-I
| University of Alaska Anchorage | ANSEP Building | Replace Expansion Tank Et-2 | 23000 | 41448690 | 23000 | 41448690 | Anchorage | 17-I
| University of Alaska Anchorage | ANSEP Building | Replace Fire Alarm Nac Circuit Power Supply | 133000 | 41581690 | 133000 | 41581690 | Anchorage | 17-I
| University of Alaska Anchorage | ANSEP Building | Replace Fire Protection/ Egress Exit Signage | 40000 | 41621690 | 40000 | 41621690 | Anchorage | 17-I
| University of Alaska Anchorage | ANSEP Building | Replace Fixtures & Fittings Faucets & Sinks | 4000 | 41625690 | 4000 | 41625690 | Anchorage | 17-I
| University of Alaska Anchorage | ANSEP Building | Replace Fixtures/Lighting Indoor Lighting | 127000 | 41752690 | 127000 | 41752690 | Anchorage | 17-I
| University of Alaska Anchorage | ANSEP Building | Replace Fixtures/Lighting Outlets and Switches | 51000 | 41803690 | 51000 | 41803690 | Anchorage | 17-I
| University of Alaska Anchorage | ANSEP Building | Replace Floors Carpet | 153000 | 41956690 | 153000 | 41956690 | Anchorage | 17-I
| University of Alaska Anchorage | ANSEP Building | Replace Floors Tile | 15000 | 41971690 | 15000 | 41971690 | Anchorage | 17-I
| University of Alaska Anchorage | ANSEP Building | Replace Floors Vinyl | 5000 | 41976690 | 5000 | 41976690 | Anchorage | 17-I
| University of Alaska Anchorage | ANSEP Building | Replace Glycol Fill Tank Gt-1 | 2000 | 41978690 | 2000 | 41978690 | Anchorage | 17-I
| University of Alaska Anchorage | ANSEP Building | Replace Glycol Circulation Pump Bc-1 | 5000 | 41983690 | 5000 | 41983690 | Anchorage | 17-I
| University of Alaska Anchorage | ANSEP Building | Replace Glycol Circulation Pump Cp-1 | 5000 | 41988690 | 5000 | 41988690 | Anchorage | 17-I
| University of Alaska Anchorage | ANSEP Building | Replace Glycol Circulation Pump Cp-2 | 5000 | 41993690 | 5000 | 41993690 | Anchorage | 17-I
| University of Alaska Anchorage | ANSEP Building | Replace Glycol Piping | 500000 | 42493690 | 500000 | 42493690 | Anchorage | 17-I
| University of Alaska Anchorage | ANSEP Building | Replace Heating Glycol Boiler B-1 | 191000 | 42684690 | 191000 | 42684690 | Anchorage | 17-I
| University of Alaska Anchorage | ANSEP Building | Replace Heating Glycol Boiler B-2 | 191000 | 42875690 | 191000 | 42875690 | Anchorage | 17-I
| University of Alaska Anchorage | ANSEP Building | Replace Hot Water Circulation Pump Cp-4 | 5000 | 42880690 | 5000 | 42880690 | Anchorage | 17-I
| University of Alaska Anchorage | ANSEP Building | Replace Main Fan Ahu-1 | 259000 | 43139690 | 259000 | 43139690 | Anchorage | 17-I
| University of Alaska Anchorage | ANSEP Building | Replace Mechanical Room Supply Fan | 78000 | 43217690 | 78000 | 43217690 | Anchorage | 17-I
| University of Alaska Anchorage | ANSEP Building | Replace North Entryway Heater | 6000 | 43223690 | 6000 | 43223690 | Anchorage | 17-I
| University of Alaska Anchorage | ANSEP Building | Replace Piping | 239000 | 43462690 | 239000 | 43462690 | Anchorage | 17-I
| University of Alaska Anchorage | ANSEP Building | Replace South Entryway Heater | 6000 | 43468690 | 6000 | 43468690 | Anchorage | 17-I
| University of Alaska Anchorage | ANSEP Building | Replace Supply Piping Building Distribution | 279000 | 43747690 | 279000 | 43747690 | Anchorage | 17-I
| University of Alaska Anchorage | ANSEP Building | Replace Walls Painting | 89000 | 43836690 | 89000 | 43836690 | Anchorage | 17-I
| University of Alaska Anchorage | ANSEP Building | Replace Waste Piping Drainage Piping & Drains | 199000 | 44035690 | 199000 | 44035690 | Anchorage | 17-I
| University of Alaska Anchorage | ANSEP Building | Upgrade Occupancy Sensors for Lighting | 5000 | 44040690 | 5000 | 44040690 | Anchorage | 17-I
| University of Alaska Anchorage | Arcade & Bridge Lounge | Replace Arcade & Bridge Basement Fcu | 5000 | 44045690 | 5000 | 44045690 | Anchorage | 17-I
| University of Alaska Anchorage | Arcade & Bridge Lounge | Replace Arcade & Bridge First Floor Fcu | 5000 | 44050690 | 5000 | 44050690 | Anchorage | 17-I
| University of Alaska Anchorage | Arcade & Bridge Lounge | Replace Building Distribution Building Wiring | 238000 | 44288690 | 238000 | 44288690 | Anchorage | 17-I
| University of Alaska Anchorage | Arcade & Bridge Lounge | Replace Building Distribution Emergency Circuit Wiring | 60000 | 44348690 | 60000 | 44348690 | Anchorage | 17-I
| University of Alaska Anchorage | Arcade & Bridge Lounge | Replace Fire Alarm Nac Circuit Power Supply | 63000 | 44411690 | 63000 | 44411690 | Anchorage | 17-I
| University of Alaska Anchorage | Arcade & Bridge Lounge | Replace Fire Protection/ Egress Exit Signage | 10000 | 44421690 | 10000 | 44421690 | Anchorage | 17-I
| University of Alaska Anchorage | Arcade & Bridge Lounge | Replace Fixtures/Lighting Indoor Lighting | 107000 | 44528690 | 107000 | 44528690 | Anchorage | 17-I
| University of Alaska Anchorage | Arcade & Bridge Lounge | Replace Fixtures/Lighting Outlets and Switches | 26000 | 44554690 | 26000 | 44554690 | Anchorage | 17-I
| University of Alaska Anchorage | Arcade & Bridge Lounge | Replace Floors Carpet | 191000 | 44745690 | 191000 | 44745690 | Anchorage | 17-I
| University of Alaska Anchorage | Arcade & Bridge Lounge | Replace Openings Windows - Medium | 494000 | 45239690 | 494000 | 45239690 | Anchorage | 17-I
| University of Alaska Anchorage | Arcade & Bridge Lounge | Replace Structural Siding | 15000 | 45254690 | 15000 | 45254690 | Anchorage | 17-I
| University of Alaska Anchorage | Arcade & Bridge Lounge | Upgrade to full electronic DDC - Hybrid system currently in place | 12000 | 45266690 | 12000 | 45266690 | Anchorage | 17-I
| University of Alaska Anchorage | Auto/Diesel Technology Building | 2ea. 9348 switches | 16000 | 45282690 | 16000 | 45282690 | Anchorage | 17-I
| University of Alaska Anchorage | Auto/Diesel Technology Building | Install into Classrooms Fixtures/Lighting Occupancy Sensors for Lighting | 10000 | 45292690 | 10000 | 45292690 | Anchorage | 17-I
| University of Alaska Anchorage | Auto/Diesel Technology Building | Recable Building | 90000 | 45382690 | 90000 | 45382690 | Anchorage | 17-I
| University of Alaska Anchorage | Auto/Diesel Technology Building | Replace 500 Gallon Diesel Above Ground Emergency Generator Fuel Tank | 16000 | 45398690 | 16000 | 45398690 | Anchorage | 17-I
| University of Alaska Anchorage | Auto/Diesel Technology Building | Replace Air Handler | 536000 | 45934690 | 536000 | 45934690 | Anchorage | 17-I
| University of Alaska Anchorage | Auto/Diesel Technology Building | Replace Bathroom Renovations Locker Rooms | 938000 | 46872690 | 938000 | 46872690 | Anchorage | 17-I
| University of Alaska Anchorage | Auto/Diesel Technology Building | Replace Bathroom Renovations Med Bath - 4 to 5 units with Shower | 281000 | 47153690 | 281000 | 47153690 | Anchorage | 17-I
| University of Alaska Anchorage | Auto/Diesel Technology Building | Replace Building Distribution Automatic Transfer Switch | 25000 | 47178690 | 25000 | 47178690 | Anchorage | 17-I
| University of Alaska Anchorage | Auto/Diesel Technology Building | Replace Building Distribution Building Wiring | 494000 | 47672690 | 494000 | 47672690 | Anchorage | 17-I
| University of Alaska Anchorage | Auto/Diesel Technology Building | Replace Building Distribution Circuit Breaker Panels | 52000 | 47724690 | 52000 | 47724690 | Anchorage | 17-I
| University of Alaska Anchorage | Auto/Diesel Technology Building | Replace Building Distribution Emergency Circuit Wiring | 123000 | 47847690 | 123000 | 47847690 | Anchorage | 17-I
| University of Alaska Anchorage | Auto/Diesel Technology Building | Replace Building Distribution Main Building Panels/Switchgear | 39000 | 47886690 | 39000 | 47886690 | Anchorage | 17-I
| University of Alaska Anchorage | Auto/Diesel Technology Building | Replace Building Distribution Secondary Transformer | 123000 | 48009690 | 123000 | 48009690 | Anchorage | 17-I
| University of Alaska Anchorage | Auto/Diesel Technology Building | Replace Compressor Air Shop | 16000 | 48025690 | 16000 | 48025690 | Anchorage | 17-I
| University of Alaska Anchorage | Auto/Diesel Technology Building | Replace Door Overhead Electric | 25000 | 48050690 | 25000 | 48050690 | Anchorage | 17-I
| University of Alaska Anchorage | Auto/Diesel Technology Building | Replace Door Overhead Electric East | 25000 | 48075690 | 25000 | 48075690 | Anchorage | 17-I
| University of Alaska Anchorage | Auto/Diesel Technology Building | Replace Door Overhead Electric West | 25000 | 48100690 | 25000 | 48100690 | Anchorage | 17-I
| University of Alaska Anchorage | Auto/Diesel Technology Building | Replace Elevator Passenger 1500 Lbs | 500000 | 48600690 | 500000 | 48600690 | Anchorage | 17-I
| University of Alaska Anchorage | Auto/Diesel Technology Building | Replace Est2 Fire Alarm System | 133000 | 48733690 | 133000 | 48733690 | Anchorage | 17-I
| University of Alaska Anchorage | Auto/Diesel Technology Building | Replace Fan Dx Unit For Class Laboratory | 39000 | 48772690 | 39000 | 48772690 | Anchorage | 17-I
| University of Alaska Anchorage | Auto/Diesel Technology Building | Replace Fan Dx Unit For Comm Room | 39000 | 48811690 | 39000 | 48811690 | Anchorage | 17-I
| University of Alaska Anchorage | Auto/Diesel Technology Building | Replace Fan Exhaust Air Auto Shop Ef-6 | 5000 | 48816690 | 5000 | 48816690 | Anchorage | 17-I
| University of Alaska Anchorage | Auto/Diesel Technology Building | Replace Fan Exhaust Air Diesel Shop Ef-7 | 5000 | 48821690 | 5000 | 48821690 | Anchorage | 17-I
| University of Alaska Anchorage | Auto/Diesel Technology Building | Replace Fan Exhaust Air Ef-10 | 5000 | 48826690 | 5000 | 48826690 | Anchorage | 17-I
| University of Alaska Anchorage | Auto/Diesel Technology Building | Replace Fan Exhaust Air Ef-8 | 5000 | 48831690 | 5000 | 48831690 | Anchorage | 17-I
| University of Alaska Anchorage | Auto/Diesel Technology Building | Replace Fan Exhaust Air Floor Ef-1 | 5000 | 48836690 | 5000 | 48836690 | Anchorage | 17-I
| University of Alaska Anchorage | Auto/Diesel Technology Building | Replace Fan Exhaust Air Floor Ef-2 | 5000 | 48841690 | 5000 | 48841690 | Anchorage | 17-I
| University of Alaska Anchorage | Auto/Diesel Technology Building | Replace Fan Exhaust Air Shop Ef-4 | 5000 | 48846690 | 5000 | 48846690 | Anchorage | 17-I
| University of Alaska Anchorage | Auto/Diesel Technology Building | Replace Fan Exhaust Air Shop Ef-5 | 5000 | 48851690 | 5000 | 48851690 | Anchorage | 17-I
| University of Alaska Anchorage | Auto/Diesel Technology Building | Replace Fan Exhaust Air Shop Ef-9 | 5000 | 48856690 | 5000 | 48856690 | Anchorage | 17-I
| University of Alaska Anchorage | Auto/Diesel Technology Building | Replace Fan Exhaust Air Toilet Ef-3 | 5000 | 48861690 | 5000 | 48861690 | Anchorage | 17-I
| University of Alaska Anchorage | Auto/Diesel Technology Building | Replace Fan Makeup Air Process | 78000 | 48939690 | 78000 | 48939690 | Anchorage | 17-I
| University of Alaska Anchorage | Auto/Diesel Technology Building | Replace Fan Supply Air Multizone Sf-1 | 78000 | 49017690 | 78000 | 49017690 | Anchorage | 17-I
| University of Alaska Anchorage | Auto/Diesel Technology Building | Replace Fire Alarm Nac Circuit Power Supply | 133000 | 49150690 | 133000 | 49150690 | Anchorage | 17-I
| University of Alaska Anchorage | Auto/Diesel Technology Building | Replace Fire Protection/ Egress Exit Signage | 82000 | 49232690 | 82000 | 49232690 | Anchorage | 17-I
| University of Alaska Anchorage | Auto/Diesel Technology Building | Replace Fixtures & Fittings Faucets & Sinks | 4000 | 49236690 | 4000 | 49236690 | Anchorage | 17-I
| University of Alaska Anchorage | Auto/Diesel Technology Building | Replace Fixtures/Lighting Outlets and Switches | 55000 | 49291690 | 55000 | 49291690 | Anchorage | 17-I
| University of Alaska Anchorage | Auto/Diesel Technology Building | Replace Floors Carpet | 39000 | 49330690 | 39000 | 49330690 | Anchorage | 17-I
| University of Alaska Anchorage | Auto/Diesel Technology Building | Replace Generation Emergency/ Backup Generation - Feeds Auto/Diesel and Batrice G Macdonald | 63000 | 49393690 | 63000 | 49393690 | Anchorage | 17-I
| University of Alaska Anchorage | Auto/Diesel Technology Building | Replace Glycol Piping | 80000 | 49473690 | 80000 | 49473690 | Anchorage | 17-I
| University of Alaska Anchorage | Auto/Diesel Technology Building | Replace Interior Doors & Doorways | 205000 | 49678690 | 205000 | 49678690 | Anchorage | 17-I
| University of Alaska Anchorage | Auto/Diesel Technology Building | Replace Openings Exterior Doors | 78000 | 49756690 | 78000 | 49756690 | Anchorage | 17-I
| University of Alaska Anchorage | Auto/Diesel Technology Building | Replace Openings Windows - Medium | 31000 | 49787690 | 31000 | 49787690 | Anchorage | 17-I
| University of Alaska Anchorage | Auto/Diesel Technology Building | Replace Piping | 494000 | 50281690 | 494000 | 50281690 | Anchorage | 17-I
| University of Alaska Anchorage | Auto/Diesel Technology Building | Replace Pump Water Domestic | 5000 | 50286690 | 5000 | 50286690 | Anchorage | 17-I
| University of Alaska Anchorage | Auto/Diesel Technology Building | Replace Sealant around Concrete | 31000 | 50317690 | 31000 | 50317690 | Anchorage | 17-I
| University of Alaska Anchorage | Auto/Diesel Technology Building | Replace Secondary Service Motor Control Center | 125000 | 50442690 | 125000 | 50442690 | Anchorage | 17-I
| University of Alaska Anchorage | Auto/Diesel Technology Building | Replace Specialty Equipment Lab Use (Eye Wash/ Showers) | 12000 | 50454690 | 12000 | 50454690 | Anchorage | 17-I
| University of Alaska Anchorage | Auto/Diesel Technology Building | Replace Supply Piping Building Distribution | 576000 | 51030690 | 576000 | 51030690 | Anchorage | 17-I
| University of Alaska Anchorage | Auto/Diesel Technology Building | Replace Walls Painting | 184000 | 51214690 | 184000 | 51214690 | Anchorage | 17-I
| University of Alaska Anchorage | Auto/Diesel Technology Building | Replace Waste Piping Drainage Piping & Drains | 411000 | 51625690 | 411000 | 51625690 | Anchorage | 17-I
| University of Alaska Anchorage | Auto/Diesel Technology Building | Should be addressed every 10 years joints between precast panels | 24000 | 51649690 | 24000 | 51649690 | Anchorage | 17-I
| University of Alaska Anchorage | Auto/Diesel Technology Building | Upgrade Fixtures/Lighting Indoor Lighting - Classrooms | 263000 | 51912690 | 263000 | 51912690 | Anchorage | 17-I
| University of Alaska Anchorage | Auto/Diesel Technology Building | Upgrade to full electronic DDC - Hybrid system currently in place | 27000 | 51939690 | 27000 | 51939690 | Anchorage | 17-I
| University of Alaska Anchorage | Aviation Technology Center | 4ea. 9348 switches | 32000 | 51971690 | 32000 | 51971690 | Anchorage | 20-J
| University of Alaska Anchorage | Aviation Technology Center | 56 ea. Phones | 18760 | 51990450 | 18760 | 51990450 | Anchorage | 20-J
| University of Alaska Anchorage | Aviation Technology Center | Asbestos Abatement | 50000 | 52040450 | 50000 | 52040450 | Anchorage | 20-J
| University of Alaska Anchorage | Aviation Technology Center | DDC Controls | 2000 | 52042450 | 2000 | 52042450 | Anchorage | 20-J
| University of Alaska Anchorage | Aviation Technology Center | Full renovation of locker rooms (including ADA) and expansion of women's locker room | 469000 | 52511450 | 469000 | 52511450 | Anchorage | 20-J
| University of Alaska Anchorage | Aviation Technology Center | Interior VAT | 85000 | 52596450 | 85000 | 52596450 | Anchorage | 20-J
| University of Alaska Anchorage | Aviation Technology Center | Interior Wheelchair Lifts | 39000 | 52635450 | 39000 | 52635450 | Anchorage | 20-J
| University of Alaska Anchorage | Aviation Technology Center | Large bathroom renovation (6+ units, no shower) | 875000 | 53510450 | 875000 | 53510450 | Anchorage | 20-J
| University of Alaska Anchorage | Aviation Technology Center | Mechanical Air Handlers | 996000 | 54506450 | 996000 | 54506450 | Anchorage | 20-J
| University of Alaska Anchorage | Aviation Technology Center | Mechanical Building Boilers | 743000 | 55249450 | 743000 | 55249450 | Anchorage | 20-J
| University of Alaska Anchorage | Aviation Technology Center | Mechanical Building Piping - 2 Pipe or steam | 1624000 | 56873450 | 1624000 | 56873450 | Anchorage | 20-J
| University of Alaska Anchorage | Aviation Technology Center | Mechanical Chiller - Centrifugal | 5000 | 56878450 | 5000 | 56878450 | Anchorage | 20-J
| University of Alaska Anchorage | Aviation Technology Center | Mechanical Chiller - DX or Split System | 6000 | 56884450 | 6000 | 56884450 | Anchorage | 20-J
| University of Alaska Anchorage | Aviation Technology Center | Mechanical Chiller - Liebert Unit | 15000 | 56899450 | 15000 | 56899450 | Anchorage | 20-J
| University of Alaska Anchorage | Aviation Technology Center | Mechanical Compressors | 32000 | 56931450 | 32000 | 56931450 | Anchorage | 20-J
| University of Alaska Anchorage | Aviation Technology Center | Mechanical Condensate Tank | 31000 | 56962450 | 31000 | 56962450 | Anchorage | 20-J
| University of Alaska Anchorage | Aviation Technology Center | Mechanical Controls | 2000 | 56964450 | 2000 | 56964450 | Anchorage | 20-J
| University of Alaska Anchorage | Aviation Technology Center | Mechanical DHW Circulating Pumps | 4000 | 56968450 | 4000 | 56968450 | Anchorage | 20-J
| University of Alaska Anchorage | Aviation Technology Center | Mechanical Ductwork Cleaning | 65000 | 57033450 | 65000 | 57033450 | Anchorage | 20-J
| University of Alaska Anchorage | Aviation Technology Center | Mechanical Exhaust Fans - 5+ HP | 78000 | 57111450 | 78000 | 57111450 | Anchorage | 20-J
| University of Alaska Anchorage | Aviation Technology Center | Mechanical Hot Water Heaters | 22000 | 57133450 | 22000 | 57133450 | Anchorage | 20-J
| University of Alaska Anchorage | Aviation Technology Center | Mechanical HW Converter/Heat Exchanger | 79000 | 57212450 | 79000 | 57212450 | Anchorage | 20-J
| University of Alaska Anchorage | Aviation Technology Center | Mechanical Motor Control Center | 172000 | 57384450 | 172000 | 57384450 | Anchorage | 20-J
| University of Alaska Anchorage | Aviation Technology Center | Mechanical Pumps/ Motors | 23437.5 | 57407887.5 | 23437.5 | 57407887.5 | Anchorage | 20-J
| University of Alaska Anchorage | Aviation Technology Center | Mechanical Return Fans - 5 to 10 HP | 205000 | 57612887.5 | 205000 | 57612887.5 | Anchorage | 20-J
| University of Alaska Anchorage | Aviation Technology Center | Mechanical Storage Tanks - 500 gal | 20000 | 57632887.5 | 20000 | 57632887.5 | Anchorage | 20-J
| University of Alaska Anchorage | Aviation Technology Center | Mechanical Supply Fans - 10 to 25 HP | 207000 | 57839887.5 | 207000 | 57839887.5 | Anchorage | 20-J
| University of Alaska Anchorage | Aviation Technology Center | Mechanical Supply Fans - 5 to 10 HP | 61000 | 57900887.5 | 61000 | 57900887.5 | Anchorage | 20-J
| University of Alaska Anchorage | Aviation Technology Center | Recable Building | 130000 | 58030887.5 | 130000 | 58030887.5 | Anchorage | 20-J
| University of Alaska Anchorage | Aviation Technology Center | Re-caulk exterior shell | 25000 | 58055887.5 | 25000 | 58055887.5 | Anchorage | 20-J
| University of Alaska Anchorage | Aviation Technology Center | Repaint interior walls | 108000 | 58163887.5 | 108000 | 58163887.5 | Anchorage | 20-J
| University of Alaska Anchorage | Aviation Technology Center | Replace carpeting | 150000 | 58313887.5 | 150000 | 58313887.5 | Anchorage | 20-J
| University of Alaska Anchorage | Aviation Technology Center | Replace ductwork/return air | 601000 | 58914887.5 | 601000 | 58914887.5 | Anchorage | 20-J
| University of Alaska Anchorage | Aviation Technology Center | Replace elevator | 1500000 | 60414887.5 | 1500000 | 60414887.5 | Anchorage | 20-J
| University of Alaska Anchorage | Aviation Technology Center | Replace exterior leaders | 55000 | 60469887.5 | 55000 | 60469887.5 | Anchorage | 20-J
| University of Alaska Anchorage | Aviation Technology Center | Replace faucets and sinks throughout building | 25000 | 60494887.5 | 25000 | 60494887.5 | Anchorage | 20-J
| University of Alaska Anchorage | Aviation Technology Center | Replace fume hoods | 39000 | 60533887.5 | 39000 | 60533887.5 | Anchorage | 20-J
| University of Alaska Anchorage | Aviation Technology Center | Replace interior drinking fountains | 28000 | 60561887.5 | 28000 | 60561887.5 | Anchorage | 20-J
| University of Alaska Anchorage | Aviation Technology Center | Replace main building panels/switchgear | 63000 | 60624887.5 | 63000 | 60624887.5 | Anchorage | 20-J
| University of Alaska Anchorage | Aviation Technology Center | Replace medium exterior windows | 173000 | 60797887.5 | 173000 | 60797887.5 | Anchorage | 20-J
| University of Alaska Anchorage | Aviation Technology Center | Replace secondary pumps | 200000 | 60997887.5 | 200000 | 60997887.5 | Anchorage | 20-J
| University of Alaska Anchorage | Aviation Technology Center | Replace small exterior windows | 70000 | 61067887.5 | 70000 | 61067887.5 | Anchorage | 20-J
| University of Alaska Anchorage | Aviation Technology Center | Replace waste drainage piping & drains | 600000 | 61667887.5 | 600000 | 61667887.5 | Anchorage | 20-J
| University of Alaska Anchorage | Aviation Technology Center | Small bathroom renovation (1 to 3 units, no shower) | 44000 | 61711887.5 | 44000 | 61711887.5 | Anchorage | 20-J
| University of Alaska Anchorage | Aviation Technology Center | Update indoor lighting | 250000 | 61961887.5 | 250000 | 61961887.5 | Anchorage | 20-J
| University of Alaska Anchorage | Aviation Technology Center | Upgrade Supply Piping for Building Distribution | 250000 | 62211887.5 | 250000 | 62211887.5 | Anchorage | 20-J
| University of Alaska Anchorage | Aviation Technology Storage | Interior Wall Painting | 2000 | 62213887.5 | 2000 | 62213887.5 | Anchorage | 20-J
| University of Alaska Anchorage | Aviation Technology Storage | Other Door | 10000 | 62223887.5 | 10000 | 62223887.5 | Anchorage | 20-J
| University of Alaska Anchorage | Aviation Technology Storage | Replace & finish wood clapboards, 1st floor | 1000 | 62224887.5 | 1000 | 62224887.5 | Anchorage | 20-J
| University of Alaska Anchorage | Aviation Technology Storage | Replace 2'-3 in. x 6'-0 wood frame window | 6000 | 62230887.5 | 6000 | 62230887.5 | Anchorage | 20-J
| University of Alaska Anchorage | Aviation Technology Storage | Replace 5/8 in. drywall | 8000 | 62238887.5 | 8000 | 62238887.5 | Anchorage | 20-J
| University of Alaska Anchorage | Aviation Technology Storage | Replace baseboard heater units | 2000 | 62240887.5 | 2000 | 62240887.5 | Anchorage | 20-J
| University of Alaska Anchorage | Aviation Technology Storage | Replace branch wiring 600 V | 2000 | 62242887.5 | 2000 | 62242887.5 | Anchorage | 20-J
| University of Alaska Anchorage | Aviation Technology Storage | Replace metal stairs | 2000 | 62244887.5 | 2000 | 62244887.5 | Anchorage | 20-J
| University of Alaska Anchorage | Aviation Technology Storage | Total asphalt shingle roof replacement | 3000 | 62247887.5 | 3000 | 62247887.5 | Anchorage | 20-J
| University of Alaska Anchorage | Central Parking Garage | Replace 1Rst Floor Lobby Entryway Heater Cuh-1 | 6000 | 62253887.5 | 6000 | 62253887.5 | Anchorage | 17-I
| University of Alaska Anchorage | Central Parking Garage | Replace 1Rst Floor Lobby Entryway Heater Cuh-2 | 6000 | 62259887.5 | 6000 | 62259887.5 | Anchorage | 17-I
| University of Alaska Anchorage | Central Parking Garage | Replace 1Rst Floor Lobby Entryway Heater Cuh-3 | 6000 | 62265887.5 | 6000 | 62265887.5 | Anchorage | 17-I
| University of Alaska Anchorage | Central Parking Garage | Replace 1Rst Floor Lobby Entryway Heater Cuh-4 | 6000 | 62271887.5 | 6000 | 62271887.5 | Anchorage | 17-I
| University of Alaska Anchorage | Central Parking Garage | Replace Ada Accessible Door | 45000 | 62316887.5 | 45000 | 62316887.5 | Anchorage | 17-I
| University of Alaska Anchorage | Central Parking Garage | Replace Campus Distribution Switches | 625000 | 62941887.5 | 625000 | 62941887.5 | Anchorage | 17-I
| University of Alaska Anchorage | Central Parking Garage | Replace Ceilings Drop Ceiling Replacement | 172000 | 63113887.5 | 172000 | 63113887.5 | Anchorage | 17-I
| University of Alaska Anchorage | Central Parking Garage | Replace DDC Controls | 117000 | 63230887.5 | 117000 | 63230887.5 | Anchorage | 17-I
| University of Alaska Anchorage | Central Parking Garage | Replace Elevator Passenger 2500 Lbs | 500000 | 63730887.5 | 500000 | 63730887.5 | Anchorage | 17-I
| University of Alaska Anchorage | Central Parking Garage | Replace Est2 Fire Alarm System | 133000 | 63863887.5 | 133000 | 63863887.5 | Anchorage | 17-I
| University of Alaska Anchorage | Central Parking Garage | Replace Expansion Tank Et-1 | 23000 | 63886887.5 | 23000 | 63886887.5 | Anchorage | 17-I
| University of Alaska Anchorage | Central Parking Garage | Replace Fire Protection/ Egress Exit Signage | 43000 | 63929887.5 | 43000 | 63929887.5 | Anchorage | 17-I
| University of Alaska Anchorage | Central Parking Garage | Replace Fixtures/Lighting Outlets and Switches | 25000 | 63954887.5 | 25000 | 63954887.5 | Anchorage | 17-I
| University of Alaska Anchorage | Central Parking Garage | Replace Floors Carpet | 207000 | 64161887.5 | 207000 | 64161887.5 | Anchorage | 17-I
| University of Alaska Anchorage | Central Parking Garage | Replace Glycol Fill Tank Pmp-G1 | 2000 | 64163887.5 | 2000 | 64163887.5 | Anchorage | 17-I
| University of Alaska Anchorage | Central Parking Garage | Replace Glycol Piping | 250000 | 64413887.5 | 250000 | 64413887.5 | Anchorage | 17-I
| University of Alaska Anchorage | Central Parking Garage | Replace Parking Garage Gas Fired Boiler Alaska #023153Ak | 207000 | 64620887.5 | 207000 | 64620887.5 | Anchorage | 17-I
| University of Alaska Anchorage | Central Parking Garage | Replace Piping | 258000 | 64878887.5 | 258000 | 64878887.5 | Anchorage | 17-I
| University of Alaska Anchorage | Central Parking Garage | Replace Scf-01 Air Handling Unit | 280000 | 65158887.5 | 280000 | 65158887.5 | Anchorage | 17-I
| University of Alaska Anchorage | Central Parking Garage | Replace Scf-02 Air Handling Unit | 280000 | 65438887.5 | 280000 | 65438887.5 | Anchorage | 17-I
| University of Alaska Anchorage | Central Parking Garage | Replace Scf-03 Air Handling Unit | 280000 | 65718887.5 | 280000 | 65718887.5 | Anchorage | 17-I
| University of Alaska Anchorage | Central Parking Garage | Replace Scf-04 Air Handling Unit | 280000 | 65998887.5 | 280000 | 65998887.5 | Anchorage | 17-I
| University of Alaska Anchorage | Central Parking Garage | Replace Scf-05 Air Handling Unit | 280000 | 66278887.5 | 280000 | 66278887.5 | Anchorage | 17-I
| University of Alaska Anchorage | Central Parking Garage | Replace Scf-06 Air Handling Unit | 280000 | 66558887.5 | 280000 | 66558887.5 | Anchorage | 17-I
| University of Alaska Anchorage | Central Parking Garage | Replace Scf-07 Air Handling Unit | 280000 | 66838887.5 | 280000 | 66838887.5 | Anchorage | 17-I
| University of Alaska Anchorage | Central Parking Garage | Replace Scf-08 Air Handling Unit | 280000 | 67118887.5 | 280000 | 67118887.5 | Anchorage | 17-I
| University of Alaska Anchorage | Central Parking Garage | Replace Scf-09 Air Handling Unit | 280000 | 67398887.5 | 280000 | 67398887.5 | Anchorage | 17-I
| University of Alaska Anchorage | Central Parking Garage | Replace Scf-10 Air Handling Unit | 280000 | 67678887.5 | 280000 | 67678887.5 | Anchorage | 17-I
| University of Alaska Anchorage | Central Parking Garage | Replace Scf-11 Air Handling Unit | 280000 | 67958887.5 | 280000 | 67958887.5 | Anchorage | 17-I
| University of Alaska Anchorage | Central Parking Garage | Replace Sealant around Concrete - Leaking into Stairwells | 30000 | 67988887.5 | 30000 | 67988887.5 | Anchorage | 17-I
| University of Alaska Anchorage | Central Parking Garage | Replace Structural Siding | 16000 | 68004887.5 | 16000 | 68004887.5 | Anchorage | 17-I
| University of Alaska Anchorage | Central Parking Garage | Upgrade Indoor Lighting to LED | 138000 | 68142887.5 | 138000 | 68142887.5 | Anchorage | 17-I
| University of Alaska Anchorage | Conoco Phillips Integrated Sciences Building | Add CPISB to Campus E/W Layer 2 network to save from buying a new Firewall | 904000 | 69046887.5 | 904000 | 69046887.5 | Anchorage | 17-I
| University of Alaska Anchorage | Conoco Phillips Integrated Sciences Building | After the UPS from the SSB server room is available we will move it to CPISB and run new circuits from it to each floor comm closet. | 80000 | 69126887.5 | 80000 | 69126887.5 | Anchorage | 17-I
| University of Alaska Anchorage | Conoco Phillips Integrated Sciences Building | Replace 2000 Gallon Diesel Emergency Generator Belly Tank | 63000 | 69189887.5 | 63000 | 69189887.5 | Anchorage | 17-I
| University of Alaska Anchorage | Conoco Phillips Integrated Sciences Building | Replace Ahu-2 Coil Glycol Pump P-19 Vfd Pm | 13000 | 69202887.5 | 13000 | 69202887.5 | Anchorage | 17-I
| University of Alaska Anchorage | Conoco Phillips Integrated Sciences Building | Replace Ahu-3 Glycol Coil Pump P-18 Vfd Pm | 13000 | 69215887.5 | 13000 | 69215887.5 | Anchorage | 17-I
| University of Alaska Anchorage | Conoco Phillips Integrated Sciences Building | Replace Ahu-3 Vfd-3A | 13000 | 69228887.5 | 13000 | 69228887.5 | Anchorage | 17-I
| University of Alaska Anchorage | Conoco Phillips Integrated Sciences Building | Replace Ahu-3 Vfd-3B | 13000 | 69241887.5 | 13000 | 69241887.5 | Anchorage | 17-I
| University of Alaska Anchorage | Conoco Phillips Integrated Sciences Building | Replace Ahu-4 Coil Glycol Pump P-15 Vfd Pm | 13000 | 69254887.5 | 13000 | 69254887.5 | Anchorage | 17-I
| University of Alaska Anchorage | Conoco Phillips Integrated Sciences Building | Replace Ahu-5 Coil Glycol Pump P-16 Vfd Pm | 13000 | 69267887.5 | 13000 | 69267887.5 | Anchorage | 17-I
| University of Alaska Anchorage | Conoco Phillips Integrated Sciences Building | Replace Ahu-6 Glycol Coil Pump P-17 Vfd Pm | 13000 | 69280887.5 | 13000 | 69280887.5 | Anchorage | 17-I
| University of Alaska Anchorage | Conoco Phillips Integrated Sciences Building | Replace Ahu-I Coil Glycol Pump P-23 Vfd Pm | 13000 | 69293887.5 | 13000 | 69293887.5 | Anchorage | 17-I
| University of Alaska Anchorage | Conoco Phillips Integrated Sciences Building | Replace Atrium Floor Water Heat Pump P-22 | 5000 | 69298887.5 | 5000 | 69298887.5 | Anchorage | 17-I
| University of Alaska Anchorage | Conoco Phillips Integrated Sciences Building | Replace Atrium Radiant Floor Heat Hot Water Pump P-22 Vfd Pm | 13000 | 69311887.5 | 13000 | 69311887.5 | Anchorage | 17-I
| University of Alaska Anchorage | Conoco Phillips Integrated Sciences Building | Replace Atrium Smoke Mau Ahu-11 Supply Fan Sf-11 Vfd Pm | 13000 | 69324887.5 | 13000 | 69324887.5 | Anchorage | 17-I
| University of Alaska Anchorage | Conoco Phillips Integrated Sciences Building | Replace Bathroom Renovations Large Bath - 6+ units no Shower | 219000 | 69543887.5 | 219000 | 69543887.5 | Anchorage | 17-I
| University of Alaska Anchorage | Conoco Phillips Integrated Sciences Building | Replace Bathroom Renovations Med Bath - 4 to 5 units no Shower | 391000 | 69934887.5 | 391000 | 69934887.5 | Anchorage | 17-I
| University of Alaska Anchorage | Conoco Phillips Integrated Sciences Building | Replace Bathroom Renovations Small Bath - 1 to 3 units no Shower | 109000 | 70043887.5 | 109000 | 70043887.5 | Anchorage | 17-I
| University of Alaska Anchorage | Conoco Phillips Integrated Sciences Building | Replace Billable Atlas Copco Air Compressor Asset Lab | 16000 | 70059887.5 | 16000 | 70059887.5 | Anchorage | 17-I
| University of Alaska Anchorage | Conoco Phillips Integrated Sciences Building | Replace Billable Gts-800 Gas To Steam Humidifier Sg-1 | 150000 | 70209887.5 | 150000 | 70209887.5 | Anchorage | 17-I
| University of Alaska Anchorage | Conoco Phillips Integrated Sciences Building | Replace Billable Sulair Air Compressor Vivarium | 16000 | 70225887.5 | 16000 | 70225887.5 | Anchorage | 17-I
| University of Alaska Anchorage | Conoco Phillips Integrated Sciences Building | Replace Billable Vivarium Left Side Freezer Dehumidifier | 50000 | 70275887.5 | 50000 | 70275887.5 | Anchorage | 17-I
| University of Alaska Anchorage | Conoco Phillips Integrated Sciences Building | Replace Billable Vivarium Right Side Freezer Dehumidifier | 50000 | 70325887.5 | 50000 | 70325887.5 | Anchorage | 17-I
| University of Alaska Anchorage | Conoco Phillips Integrated Sciences Building | Replace Bld Reheat Hot Water Pump P-7 Vfd Pm | 13000 | 70338887.5 | 13000 | 70338887.5 | Anchorage | 17-I
| University of Alaska Anchorage | Conoco Phillips Integrated Sciences Building | Replace Bld Reheat Hot Water Pump P-8 Vfd Pm | 13000 | 70351887.5 | 13000 | 70351887.5 | Anchorage | 17-I
| University of Alaska Anchorage | Conoco Phillips Integrated Sciences Building | Replace Bld Reheat Hot Water Pump P-9 Vfd Pm | 13000 | 70364887.5 | 13000 | 70364887.5 | Anchorage | 17-I
| University of Alaska Anchorage | Conoco Phillips Integrated Sciences Building | Replace Building Heating Circ Pump P-8 | 5000 | 70369887.5 | 5000 | 70369887.5 | Anchorage | 17-I
| University of Alaska Anchorage | Conoco Phillips Integrated Sciences Building | Replace Building Heating Water Boiler Return Pump P-1 | 5000 | 70374887.5 | 5000 | 70374887.5 | Anchorage | 17-I
| University of Alaska Anchorage | Conoco Phillips Integrated Sciences Building | Replace Building Heating Water Boiler Return Pump P-2 | 5000 | 70379887.5 | 5000 | 70379887.5 | Anchorage | 17-I
| University of Alaska Anchorage | Conoco Phillips Integrated Sciences Building | Replace Building Heating Water Boiler Return Pump P-3 | 5000 | 70384887.5 | 5000 | 70384887.5 | Anchorage | 17-I
| University of Alaska Anchorage | Conoco Phillips Integrated Sciences Building | Replace Building Heating Water Circ Pump P-9 | 5000 | 70389887.5 | 5000 | 70389887.5 | Anchorage | 17-I
| University of Alaska Anchorage | Conoco Phillips Integrated Sciences Building | Replace Building Main Heat Water Circ Pump P-7 | 5000 | 70394887.5 | 5000 | 70394887.5 | Anchorage | 17-I
| University of Alaska Anchorage | Conoco Phillips Integrated Sciences Building | Replace Cage Wash Exhaust System Fan Ef-8 | 5000 | 70399887.5 | 5000 | 70399887.5 | Anchorage | 17-I
| University of Alaska Anchorage | Conoco Phillips Integrated Sciences Building | Replace Cage Wash Exhaust System Fan Ef-9 | 5000 | 70404887.5 | 5000 | 70404887.5 | Anchorage | 17-I
| University of Alaska Anchorage | Conoco Phillips Integrated Sciences Building | Replace Chemical Dilution Tank Dlt-1 | 50000 | 70454887.5 | 50000 | 70454887.5 | Anchorage | 17-I
| University of Alaska Anchorage | Conoco Phillips Integrated Sciences Building | Replace Chilled Water Expansion Tank Et-5 | 23000 | 70477887.5 | 23000 | 70477887.5 | Anchorage | 17-I
| University of Alaska Anchorage | Conoco Phillips Integrated Sciences Building | Replace Clean Bench Filter System Semi Annual Pm | 125000 | 70602887.5 | 125000 | 70602887.5 | Anchorage | 17-I
| University of Alaska Anchorage | Conoco Phillips Integrated Sciences Building | Replace Cleaver Brooks Flextube Boiler 1 | 1954000 | 72556887.5 | 1954000 | 72556887.5 | Anchorage | 17-I
| University of Alaska Anchorage | Conoco Phillips Integrated Sciences Building | Replace Cleaver Brooks Flextube Boiler 2 | 1954000 | 74510887.5 | 1954000 | 74510887.5 | Anchorage | 17-I
| University of Alaska Anchorage | Conoco Phillips Integrated Sciences Building | Replace Cleaver Brooks Flextube Boiler 3 | 1954000 | 76464887.5 | 1954000 | 76464887.5 | Anchorage | 17-I
| University of Alaska Anchorage | Conoco Phillips Integrated Sciences Building | Replace DDC Controls | 129000 | 76593887.5 | 129000 | 76593887.5 | Anchorage | 17-I
| University of Alaska Anchorage | Conoco Phillips Integrated Sciences Building | Replace Domestic Hot Water Circ Pump Cp-1 | 5000 | 76598887.5 | 5000 | 76598887.5 | Anchorage | 17-I
| University of Alaska Anchorage | Conoco Phillips Integrated Sciences Building | Replace Domestic Hot Water Expansion Tank Et-1 | 23000 | 76621887.5 | 23000 | 76621887.5 | Anchorage | 17-I
| University of Alaska Anchorage | Conoco Phillips Integrated Sciences Building | Replace Dri Steem Vm10 Humidifier Sg-3 | 150000 | 76771887.5 | 150000 | 76771887.5 | Anchorage | 17-I
| University of Alaska Anchorage | Conoco Phillips Integrated Sciences Building | Replace Dri Steem Vm12 Humidifier Sg-2 | 150000 | 76921887.5 | 150000 | 76921887.5 | Anchorage | 17-I
| University of Alaska Anchorage | Conoco Phillips Integrated Sciences Building | Replace East Atrium Smoke Exhaust Fan Ef-16 Vfd Pm | 13000 | 76934887.5 | 13000 | 76934887.5 | Anchorage | 17-I
| University of Alaska Anchorage | Conoco Phillips Integrated Sciences Building | Replace East Glycol Heat Recovery Pump P-21 Vfd Pm | 13000 | 76947887.5 | 13000 | 76947887.5 | Anchorage | 17-I
| University of Alaska Anchorage | Conoco Phillips Integrated Sciences Building | Replace East Penthouse Exhaust Fan Ef-24 | 5000 | 76952887.5 | 5000 | 76952887.5 | Anchorage | 17-I
| University of Alaska Anchorage | Conoco Phillips Integrated Sciences Building | Replace East Penthouse Unit Heater Uh-4 | 6000 | 76958887.5 | 6000 | 76958887.5 | Anchorage | 17-I
| University of Alaska Anchorage | Conoco Phillips Integrated Sciences Building | Replace East Penthouse Unit Heater Uh-5 | 6000 | 76964887.5 | 6000 | 76964887.5 | Anchorage | 17-I
| University of Alaska Anchorage | Conoco Phillips Integrated Sciences Building | Replace East Wing Teaching Lab Chemistry Hood Exhast Fan Ef-4B | 5000 | 76969887.5 | 5000 | 76969887.5 | Anchorage | 17-I
| University of Alaska Anchorage | Conoco Phillips Integrated Sciences Building | Replace East Wing Teaching Lab Chemistry Hood Exhaust Fan Ef-4A | 5000 | 76974887.5 | 5000 | 76974887.5 | Anchorage | 17-I
| University of Alaska Anchorage | Conoco Phillips Integrated Sciences Building | Replace East Wing Teaching Lab Chemistry Hood Exhaust Fan Ef-4C | 5000 | 76979887.5 | 5000 | 76979887.5 | Anchorage | 17-I
| University of Alaska Anchorage | Conoco Phillips Integrated Sciences Building | Replace East Wing Teaching Lab Exhaust Fan Ef-1 | 5000 | 76984887.5 | 5000 | 76984887.5 | Anchorage | 17-I
| University of Alaska Anchorage | Conoco Phillips Integrated Sciences Building | Replace East Wing Teaching Lab Exhaust Fan Ef-2 | 5000 | 76989887.5 | 5000 | 76989887.5 | Anchorage | 17-I
| University of Alaska Anchorage | Conoco Phillips Integrated Sciences Building | Replace East Wing Teaching Lab Exhaust Fan Ef-3 | 5000 | 76994887.5 | 5000 | 76994887.5 | Anchorage | 17-I
| University of Alaska Anchorage | Conoco Phillips Integrated Sciences Building | Replace Electric Vault Ahu-10 Supply Fan Sf-10 Vfd Pm | 13000 | 77007887.5 | 13000 | 77007887.5 | Anchorage | 17-I
| University of Alaska Anchorage | Conoco Phillips Integrated Sciences Building | Replace Electric Vault Return Fan Rf-10 Vfd Pm | 13000 | 77020887.5 | 13000 | 77020887.5 | Anchorage | 17-I
| University of Alaska Anchorage | Conoco Phillips Integrated Sciences Building | Replace Fixtures/Lighting Indoor Lighting | 1303000 | 78323887.5 | 1303000 | 78323887.5 | Anchorage | 17-I
| University of Alaska Anchorage | Conoco Phillips Integrated Sciences Building | Replace Fixtures/Lighting Outlets and Switches | 234000 | 78557887.5 | 234000 | 78557887.5 | Anchorage | 17-I
| University of Alaska Anchorage | Conoco Phillips Integrated Sciences Building | Replace Flammable Storage Room 142 Exhaust Fan Ef-21 | 5000 | 78562887.5 | 5000 | 78562887.5 | Anchorage | 17-I
| University of Alaska Anchorage | Conoco Phillips Integrated Sciences Building | Replace Floors Carpet | 391000 | 78953887.5 | 391000 | 78953887.5 | Anchorage | 17-I
| University of Alaska Anchorage | Conoco Phillips Integrated Sciences Building | Replace Generator Electric Unit Heater 7 | 6000 | 78959887.5 | 6000 | 78959887.5 | Anchorage | 17-I
| University of Alaska Anchorage | Conoco Phillips Integrated Sciences Building | Replace Glycol Ahu 1 Heat Coil Pump P-23 | 5000 | 78964887.5 | 5000 | 78964887.5 | Anchorage | 17-I
| University of Alaska Anchorage | Conoco Phillips Integrated Sciences Building | Replace Glycol Ahu 2 Heating Coil Pump P-18 | 5000 | 78969887.5 | 5000 | 78969887.5 | Anchorage | 17-I
| University of Alaska Anchorage | Conoco Phillips Integrated Sciences Building | Replace Glycol Ahu 3 Heating Coil Pump P-19 | 5000 | 78974887.5 | 5000 | 78974887.5 | Anchorage | 17-I
| University of Alaska Anchorage | Conoco Phillips Integrated Sciences Building | Replace Glycol Ahu 4 Heating Coil Pump P-15 | 5000 | 78979887.5 | 5000 | 78979887.5 | Anchorage | 17-I
| University of Alaska Anchorage | Conoco Phillips Integrated Sciences Building | Replace Glycol Ahu 5 Heating Coil Pump P-16 | 5000 | 78984887.5 | 5000 | 78984887.5 | Anchorage | 17-I
| University of Alaska Anchorage | Conoco Phillips Integrated Sciences Building | Replace Glycol Ahu 6 Heating Coil Pump P-17 | 5000 | 78989887.5 | 5000 | 78989887.5 | Anchorage | 17-I
| University of Alaska Anchorage | Conoco Phillips Integrated Sciences Building | Replace Glycol Ahu Supply Pump P10 | 5000 | 78994887.5 | 5000 | 78994887.5 | Anchorage | 17-I
| University of Alaska Anchorage | Conoco Phillips Integrated Sciences Building | Replace Glycol Ahu Supply Pump P-11 | 5000 | 78999887.5 | 5000 | 78999887.5 | Anchorage | 17-I
| University of Alaska Anchorage | Conoco Phillips Integrated Sciences Building | Replace Glycol Ahu Supply Pump P-12 | 5000 | 79004887.5 | 5000 | 79004887.5 | Anchorage | 17-I
| University of Alaska Anchorage | Conoco Phillips Integrated Sciences Building | Replace Glycol Chiller Circ Pump P-14 | 5000 | 79009887.5 | 5000 | 79009887.5 | Anchorage | 17-I
| University of Alaska Anchorage | Conoco Phillips Integrated Sciences Building | Replace Glycol Chiller Pump P-13 | 5000 | 79014887.5 | 5000 | 79014887.5 | Anchorage | 17-I
| University of Alaska Anchorage | Conoco Phillips Integrated Sciences Building | Replace Glycol Expansion Tank Et-4 | 23000 | 79037887.5 | 23000 | 79037887.5 | Anchorage | 17-I
| University of Alaska Anchorage | Conoco Phillips Integrated Sciences Building | Replace Glycol Heat Recovery Pump P-20 | 5000 | 79042887.5 | 5000 | 79042887.5 | Anchorage | 17-I
| University of Alaska Anchorage | Conoco Phillips Integrated Sciences Building | Replace Glycol Heat Recovery Pump P-21 | 5000 | 79047887.5 | 5000 | 79047887.5 | Anchorage | 17-I
| University of Alaska Anchorage | Conoco Phillips Integrated Sciences Building | Replace Glycol Main Heat Circ Pump P-7 | 5000 | 79052887.5 | 5000 | 79052887.5 | Anchorage | 17-I
| University of Alaska Anchorage | Conoco Phillips Integrated Sciences Building | Replace Glycol Main Heat Circ Pump P-8 | 5000 | 79057887.5 | 5000 | 79057887.5 | Anchorage | 17-I
| University of Alaska Anchorage | Conoco Phillips Integrated Sciences Building | Replace Glycol Main Heat Circ Pump P-9 | 5000 | 79062887.5 | 5000 | 79062887.5 | Anchorage | 17-I
| University of Alaska Anchorage | Conoco Phillips Integrated Sciences Building | Replace Glycol Preheat Coil Pump P-10 Vfd Pm | 13000 | 79075887.5 | 13000 | 79075887.5 | Anchorage | 17-I
| University of Alaska Anchorage | Conoco Phillips Integrated Sciences Building | Replace Glycol Preheat Coil Pump P-11 Vfd Pm | 13000 | 79088887.5 | 13000 | 79088887.5 | Anchorage | 17-I
| University of Alaska Anchorage | Conoco Phillips Integrated Sciences Building | Replace Glycol Preheat Coil Pump P-12 Vfd Pm | 13000 | 79101887.5 | 13000 | 79101887.5 | Anchorage | 17-I
| University of Alaska Anchorage | Conoco Phillips Integrated Sciences Building | Replace Heat Exch Preheat Hot Water Pump P-4 Vfd Pm | 13000 | 79114887.5 | 13000 | 79114887.5 | Anchorage | 17-I
| University of Alaska Anchorage | Conoco Phillips Integrated Sciences Building | Replace Heat Exch Preheat Hot Water Pump P-5 Vfd Pm | 13000 | 79127887.5 | 13000 | 79127887.5 | Anchorage | 17-I
| University of Alaska Anchorage | Conoco Phillips Integrated Sciences Building | Replace Heat Exch Preheat Hot Water Pump P-6 Vfd Pm | 13000 | 79140887.5 | 13000 | 79140887.5 | Anchorage | 17-I
| University of Alaska Anchorage | Conoco Phillips Integrated Sciences Building | Replace Heat Exchanger Circ Water Pump P-4 | 5000 | 79145887.5 | 5000 | 79145887.5 | Anchorage | 17-I
| University of Alaska Anchorage | Conoco Phillips Integrated Sciences Building | Replace Heat Exchanger Circ Water Pump P-5 | 5000 | 79150887.5 | 5000 | 79150887.5 | Anchorage | 17-I
| University of Alaska Anchorage | Conoco Phillips Integrated Sciences Building | Replace Heat Exchanger Circ Water Pump P-6 | 5000 | 79155887.5 | 5000 | 79155887.5 | Anchorage | 17-I
| University of Alaska Anchorage | Conoco Phillips Integrated Sciences Building | Replace Heat Recovery Expansion Tank Et-1 | 23000 | 79178887.5 | 23000 | 79178887.5 | Anchorage | 17-I
| University of Alaska Anchorage | Conoco Phillips Integrated Sciences Building | Replace Heat Recovery Expansion Tank Et-2 | 23000 | 79201887.5 | 23000 | 79201887.5 | Anchorage | 17-I
| University of Alaska Anchorage | Conoco Phillips Integrated Sciences Building | Replace Heating Hot Water Expansion Tank Et-3A | 23000 | 79224887.5 | 23000 | 79224887.5 | Anchorage | 17-I
| University of Alaska Anchorage | Conoco Phillips Integrated Sciences Building | Replace Heating Hot Water Expansion Tank Et-3B | 23000 | 79247887.5 | 23000 | 79247887.5 | Anchorage | 17-I
| University of Alaska Anchorage | Conoco Phillips Integrated Sciences Building | Replace Heating System Loop Water Filter | 125000 | 79372887.5 | 125000 | 79372887.5 | Anchorage | 17-I
| University of Alaska Anchorage | Conoco Phillips Integrated Sciences Building | Replace Hot Water Heater Draft Inducer Fan Ef-25 | 5000 | 79377887.5 | 5000 | 79377887.5 | Anchorage | 17-I
| University of Alaska Anchorage | Conoco Phillips Integrated Sciences Building | Replace Lab Air Compressor Ac-1 | 16000 | 79393887.5 | 16000 | 79393887.5 | Anchorage | 17-I
| University of Alaska Anchorage | Conoco Phillips Integrated Sciences Building | Replace Lab Expansion Tank Et-2 | 23000 | 79416887.5 | 23000 | 79416887.5 | Anchorage | 17-I
| University of Alaska Anchorage | Conoco Phillips Integrated Sciences Building | Replace Lab Sinks | 304000 | 79720887.5 | 304000 | 79720887.5 | Anchorage | 17-I
| University of Alaska Anchorage | Conoco Phillips Integrated Sciences Building | Replace Laboratory Domestic Hot Water Circ Pump Cp-2 | 5000 | 79725887.5 | 5000 | 79725887.5 | Anchorage | 17-I
| University of Alaska Anchorage | Conoco Phillips Integrated Sciences Building | Replace North Glycol Heat Recovery Pump P-20 Vfd Pm | 13000 | 79738887.5 | 13000 | 79738887.5 | Anchorage | 17-I
| University of Alaska Anchorage | Conoco Phillips Integrated Sciences Building | Replace North Penthouse Exhaust Fan Ef-23 | 5000 | 79743887.5 | 5000 | 79743887.5 | Anchorage | 17-I
| University of Alaska Anchorage | Conoco Phillips Integrated Sciences Building | Replace North Penthouse Unit Heater Uh-1 | 6000 | 79749887.5 | 6000 | 79749887.5 | Anchorage | 17-I
| University of Alaska Anchorage | Conoco Phillips Integrated Sciences Building | Replace North Penthouse Unit Heater Uh-2 | 6000 | 79755887.5 | 6000 | 79755887.5 | Anchorage | 17-I
| University of Alaska Anchorage | Conoco Phillips Integrated Sciences Building | Replace North Penthouse Unit Heater Uh-3 | 6000 | 79761887.5 | 6000 | 79761887.5 | Anchorage | 17-I
| University of Alaska Anchorage | Conoco Phillips Integrated Sciences Building | Replace North Wing Specialty Lab Exhaust Fan Ef-11 | 5000 | 79766887.5 | 5000 | 79766887.5 | Anchorage | 17-I
| University of Alaska Anchorage | Conoco Phillips Integrated Sciences Building | Replace North Wing Specialty Lab Exhaust Fan Ef-12 | 5000 | 79771887.5 | 5000 | 79771887.5 | Anchorage | 17-I
| University of Alaska Anchorage | Conoco Phillips Integrated Sciences Building | Replace North Wing Specialty Lab Exhaust Fan Ef-13 | 5000 | 79776887.5 | 5000 | 79776887.5 | Anchorage | 17-I
| University of Alaska Anchorage | Conoco Phillips Integrated Sciences Building | Replace Northeast Entryway Heater Cuh-3 | 6000 | 79782887.5 | 6000 | 79782887.5 | Anchorage | 17-I
| University of Alaska Anchorage | Conoco Phillips Integrated Sciences Building | Replace Northeast Entryway Heater Cuh-4 | 6000 | 79788887.5 | 6000 | 79788887.5 | Anchorage | 17-I
| University of Alaska Anchorage | Conoco Phillips Integrated Sciences Building | Replace Openings Exterior Doors | 359000 | 80147887.5 | 359000 | 80147887.5 | Anchorage | 17-I
| University of Alaska Anchorage | Conoco Phillips Integrated Sciences Building | Replace Pcr-Scq Lab Supply Air Filter F-324 | 125000 | 80272887.5 | 125000 | 80272887.5 | Anchorage | 17-I
| University of Alaska Anchorage | Conoco Phillips Integrated Sciences Building | Replace Perchloric Acid Fume Hood Exhaust Fan Ef-20 | 5000 | 80277887.5 | 5000 | 80277887.5 | Anchorage | 17-I
| University of Alaska Anchorage | Conoco Phillips Integrated Sciences Building | Replace Planet/Lecture Hall Ahu-7 Supply Fan Sf-7 Vfd Pm | 13000 | 80290887.5 | 13000 | 80290887.5 | Anchorage | 17-I
| University of Alaska Anchorage | Conoco Phillips Integrated Sciences Building | Replace Planet/Lecture Hall Return Fan Rf-7 Vfd Pm | 13000 | 80303887.5 | 13000 | 80303887.5 | Anchorage | 17-I
| University of Alaska Anchorage | Conoco Phillips Integrated Sciences Building | Replace Planetarium Return Fan Rf-7 | 125000 | 80428887.5 | 125000 | 80428887.5 | Anchorage | 17-I
| University of Alaska Anchorage | Conoco Phillips Integrated Sciences Building | Replace Planetarium Supply Fan Sf-7 | 125000 | 80553887.5 | 125000 | 80553887.5 | Anchorage | 17-I
| University of Alaska Anchorage | Conoco Phillips Integrated Sciences Building | Replace Radio Isotope Air Filter F-225-1 | 125000 | 80678887.5 | 125000 | 80678887.5 | Anchorage | 17-I
| University of Alaska Anchorage | Conoco Phillips Integrated Sciences Building | Replace Rooftop Chiller #1 | 2000 | 80680887.5 | 2000 | 80680887.5 | Anchorage | 17-I
| University of Alaska Anchorage | Conoco Phillips Integrated Sciences Building | Replace Rooftop Chiller #2 | 2000 | 80682887.5 | 2000 | 80682887.5 | Anchorage | 17-I
| University of Alaska Anchorage | Conoco Phillips Integrated Sciences Building | Replace Saftey Hazard East Wing Lab Ahu-2 Supply Fan Sf-2 Vfd Pm | 13000 | 80695887.5 | 13000 | 80695887.5 | Anchorage | 17-I
| University of Alaska Anchorage | Conoco Phillips Integrated Sciences Building | Replace Saftey Hazard East Wing Lab Ahu-2 Supply Fan Sf-2B Vfd Pm | 13000 | 80708887.5 | 13000 | 80708887.5 | Anchorage | 17-I
| University of Alaska Anchorage | Conoco Phillips Integrated Sciences Building | Replace Saftey Hazard F-225 Radio Isotope Ex Fan Ef-10 Vfd Pm | 13000 | 80721887.5 | 13000 | 80721887.5 | Anchorage | 17-I
| University of Alaska Anchorage | Conoco Phillips Integrated Sciences Building | Replace Saftey Hazard North Lab Ahu-4 Supply Fan Sf-4 Vfd Pm | 13000 | 80734887.5 | 13000 | 80734887.5 | Anchorage | 17-I
| University of Alaska Anchorage | Conoco Phillips Integrated Sciences Building | Replace Saftey Hazard North Lab Ahu-5 Supply Fan Sf-5 Vfd Pm | 13000 | 80747887.5 | 13000 | 80747887.5 | Anchorage | 17-I
| University of Alaska Anchorage | Conoco Phillips Integrated Sciences Building | Replace Saftey Hazard North Lab Ahu-6 Supply Fan Sf-6 Vfd Pm | 13000 | 80760887.5 | 13000 | 80760887.5 | Anchorage | 17-I
| University of Alaska Anchorage | Conoco Phillips Integrated Sciences Building | Replace Saftey Hazard Radio Isotope Ex Fan Ef-10 Pm | 5000 | 80765887.5 | 5000 | 80765887.5 | Anchorage | 17-I
| University of Alaska Anchorage | Conoco Phillips Integrated Sciences Building | Replace Siemens Water Softner #1 | 750000 | 81515887.5 | 750000 | 81515887.5 | Anchorage | 17-I
| University of Alaska Anchorage | Conoco Phillips Integrated Sciences Building | Replace South Entryway Heater Cuh-1 | 6000 | 81521887.5 | 6000 | 81521887.5 | Anchorage | 17-I
| University of Alaska Anchorage | Conoco Phillips Integrated Sciences Building | Replace South Entryway Heater Cuh-2 | 6000 | 81527887.5 | 6000 | 81527887.5 | Anchorage | 17-I
| University of Alaska Anchorage | Conoco Phillips Integrated Sciences Building | Replace Specialty Equipment Lab Use (Eye Wash/ Showers) | 225000 | 81752887.5 | 225000 | 81752887.5 | Anchorage | 17-I
| University of Alaska Anchorage | Conoco Phillips Integrated Sciences Building | Replace Squire Cogswell Lab Vacum Compressor Vp-1 | 16000 | 81768887.5 | 16000 | 81768887.5 | Anchorage | 17-I
| University of Alaska Anchorage | Conoco Phillips Integrated Sciences Building | Replace Third Floor Acid Hood Exhaust Systen Fan Ef-22 | 5000 | 81773887.5 | 5000 | 81773887.5 | Anchorage | 17-I
| University of Alaska Anchorage | Conoco Phillips Integrated Sciences Building | Replace Toilet Exhaust Fan Ef-14 | 5000 | 81778887.5 | 5000 | 81778887.5 | Anchorage | 17-I
| University of Alaska Anchorage | Conoco Phillips Integrated Sciences Building | Replace Trace Metals Lab Supply Air Filter F-321B-1 | 125000 | 81903887.5 | 125000 | 81903887.5 | Anchorage | 17-I
| University of Alaska Anchorage | Conoco Phillips Integrated Sciences Building | Replace Trace Metals Lab Supply Air Filter F-321B-2 | 125000 | 82028887.5 | 125000 | 82028887.5 | Anchorage | 17-I
| University of Alaska Anchorage | Conoco Phillips Integrated Sciences Building | Replace Uplighting around Planetarium on the First Floor | 10000 | 82038887.5 | 10000 | 82038887.5 | Anchorage | 17-I
| University of Alaska Anchorage | Conoco Phillips Integrated Sciences Building | Replace Ventilation Fume Hoods - Lab | 1289000 | 83327887.5 | 1289000 | 83327887.5 | Anchorage | 17-I
| University of Alaska Anchorage | Conoco Phillips Integrated Sciences Building | Replace Vivarium Duct Mounted Filters | 125000 | 83452887.5 | 125000 | 83452887.5 | Anchorage | 17-I
| University of Alaska Anchorage | Conoco Phillips Integrated Sciences Building | Replace Vivarium Low Wall Exh Grille Filters | 125000 | 83577887.5 | 125000 | 83577887.5 | Anchorage | 17-I
| University of Alaska Anchorage | Conoco Phillips Integrated Sciences Building | Replace Vivarium Specailty Lab Exhaust Fan Ef-7 | 5000 | 83582887.5 | 5000 | 83582887.5 | Anchorage | 17-I
| University of Alaska Anchorage | Conoco Phillips Integrated Sciences Building | Replace Vivarium Specialty Lab Exhaust Fan Ef-5 | 5000 | 83587887.5 | 5000 | 83587887.5 | Anchorage | 17-I
| University of Alaska Anchorage | Conoco Phillips Integrated Sciences Building | Replace Vivarium Specialty Lab Exhaust Fan Ef-6 | 5000 | 83592887.5 | 5000 | 83592887.5 | Anchorage | 17-I
| University of Alaska Anchorage | Conoco Phillips Integrated Sciences Building | Replace Waste Piping Drainage Piping & Drains | 2036000 | 85628887.5 | 2036000 | 85628887.5 | Anchorage | 17-I
| University of Alaska Anchorage | Conoco Phillips Integrated Sciences Building | Replace West Atrium Smoke Exhaust Fan Ef-17 Vfd Pm | 13000 | 85641887.5 | 13000 | 85641887.5 | Anchorage | 17-I
| University of Alaska Anchorage | Conoco Phillips Integrated Sciences Building | Replace West Penthouse Unit Heater Uh-6 | 6000 | 85647887.5 | 6000 | 85647887.5 | Anchorage | 17-I
| University of Alaska Anchorage | Conoco Phillips Integrated Sciences Building | Replace West Wing Ahu-1 Return Fan Rf-1 Vfd Pm | 13000 | 85660887.5 | 13000 | 85660887.5 | Anchorage | 17-I
| University of Alaska Anchorage | Conoco Phillips Integrated Sciences Building | Replace West Wing Ahu-1 Supply Fan Sf-1 Vfd Pm | 13000 | 85673887.5 | 13000 | 85673887.5 | Anchorage | 17-I
| University of Alaska Anchorage | Conoco Phillips Integrated Sciences Building | Replace York Chiller Glycol Pump P-13 Vfd Pm | 13000 | 85686887.5 | 13000 | 85686887.5 | Anchorage | 17-I
| University of Alaska Anchorage | Conoco Phillips Integrated Sciences Building | Replace York Chiller Glycol Pump P-14 Vfd Pm | 13000 | 85699887.5 | 13000 | 85699887.5 | Anchorage | 17-I
| University of Alaska Anchorage | Consortium Library | 22ea. 9348 Switches- split even for each building | 176000 | 85875887.5 | 176000 | 85875887.5 | Anchorage | 17-I
| University of Alaska Anchorage | Consortium Library | 6 ea. UPS's- Split even for each building | 21000 | 85896887.5 | 21000 | 85896887.5 | Anchorage | 17-I
| University of Alaska Anchorage | Consortium Library | Clean Ductwork in Newer Section | 102000 | 85998887.5 | 102000 | 85998887.5 | Anchorage | 17-I
| University of Alaska Anchorage | Consortium Library | Clean Ductwork in Older Section | 71000 | 86069887.5 | 71000 | 86069887.5 | Anchorage | 17-I
| University of Alaska Anchorage | Consortium Library | Install Dehumidier for Archive Storage | 2000 | 86071887.5 | 2000 | 86071887.5 | Anchorage | 17-I
| University of Alaska Anchorage | Consortium Library | Install Occupancy Sensors for Lighting | 86000 | 86157887.5 | 86000 | 86157887.5 | Anchorage | 17-I
| University of Alaska Anchorage | Consortium Library | Install/Upgrade Security System | 426000 | 86583887.5 | 426000 | 86583887.5 | Anchorage | 17-I
| University of Alaska Anchorage | Consortium Library | Reaplce Doors on Old Section | 655000 | 87238887.5 | 655000 | 87238887.5 | Anchorage | 17-I
| University of Alaska Anchorage | Consortium Library | Recaulking Building Exteriors - New | 58000 | 87296887.5 | 58000 | 87296887.5 | Anchorage | 17-I
| University of Alaska Anchorage | Consortium Library | Recaulking Building Exteriors - Old | 34000 | 87330887.5 | 34000 | 87330887.5 | Anchorage | 17-I
| University of Alaska Anchorage | Consortium Library | Repaint Old Section | 497000 | 87827887.5 | 497000 | 87827887.5 | Anchorage | 17-I
| University of Alaska Anchorage | Consortium Library | Replace B Core Glycol Makeup Pump 4 | 5000 | 87832887.5 | 5000 | 87832887.5 | Anchorage | 17-I
| University of Alaska Anchorage | Consortium Library | Replace A Core Ahu Coil Pump 2 | 5000 | 87837887.5 | 5000 | 87837887.5 | Anchorage | 17-I
| University of Alaska Anchorage | Consortium Library | Replace A Core Entry Way Heater 1 | 6000 | 87843887.5 | 6000 | 87843887.5 | Anchorage | 17-I
| University of Alaska Anchorage | Consortium Library | Replace A Core Sump Pump 1 | 5000 | 87848887.5 | 5000 | 87848887.5 | Anchorage | 17-I
| University of Alaska Anchorage | Consortium Library | Replace A Core Toilet Exhaust Fan | 5000 | 87853887.5 | 5000 | 87853887.5 | Anchorage | 17-I
| University of Alaska Anchorage | Consortium Library | Replace A-Core Supply Fan | 125000 | 87978887.5 | 125000 | 87978887.5 | Anchorage | 17-I
| University of Alaska Anchorage | Consortium Library | Replace A-Core Supply Fan A/C -1 | 78000 | 88056887.5 | 78000 | 88056887.5 | Anchorage | 17-I
| University of Alaska Anchorage | Consortium Library | Replace A-Core Supply Fan A/C -2 | 78000 | 88134887.5 | 78000 | 88134887.5 | Anchorage | 17-I
| University of Alaska Anchorage | Consortium Library | Replace Ahu Coil Pump 5 | 5000 | 88139887.5 | 5000 | 88139887.5 | Anchorage | 17-I
| University of Alaska Anchorage | Consortium Library | Replace Aquifer Cooling Well | 8000 | 88147887.5 | 8000 | 88147887.5 | Anchorage | 17-I
| University of Alaska Anchorage | Consortium Library | Replace Archive Area Relief Fan Rf-2 | 125000 | 88272887.5 | 125000 | 88272887.5 | Anchorage | 17-I
| University of Alaska Anchorage | Consortium Library | Replace B Core Elevator Pit Sump Pump 2 | 5000 | 88277887.5 | 5000 | 88277887.5 | Anchorage | 17-I
| University of Alaska Anchorage | Consortium Library | Replace B Core Entry Way Heater 2 | 6000 | 88283887.5 | 6000 | 88283887.5 | Anchorage | 17-I
| University of Alaska Anchorage | Consortium Library | Replace B Core Flr 1&2 Radiation Pump | 5000 | 88288887.5 | 5000 | 88288887.5 | Anchorage | 17-I
| University of Alaska Anchorage | Consortium Library | Replace B Core Heat Exchanger | 204000 | 88492887.5 | 204000 | 88492887.5 | Anchorage | 17-I
| University of Alaska Anchorage | Consortium Library | Replace B Core Toilet Exhaust Fan | 5000 | 88497887.5 | 5000 | 88497887.5 | Anchorage | 17-I
| University of Alaska Anchorage | Consortium Library | Replace Bathroom Renovations Large Bath - 6+ units no Shower | 1313000 | 89810887.5 | 1313000 | 89810887.5 | Anchorage | 17-I
| University of Alaska Anchorage | Consortium Library | Replace Bathroom Renovations Med Bath - 4 to 5 units no Shower | 469000 | 90279887.5 | 469000 | 90279887.5 | Anchorage | 17-I
| University of Alaska Anchorage | Consortium Library | Replace Bathroom Renovations Small Bath - 1 to 3 units no Shower | 66000 | 90345887.5 | 66000 | 90345887.5 | Anchorage | 17-I
| University of Alaska Anchorage | Consortium Library | Replace B-Core Supply Fan | 125000 | 90470887.5 | 125000 | 90470887.5 | Anchorage | 17-I
| University of Alaska Anchorage | Consortium Library | Replace B-Core Supply Fan A/C -1 | 78000 | 90548887.5 | 78000 | 90548887.5 | Anchorage | 17-I
| University of Alaska Anchorage | Consortium Library | Replace B-Core Supply Fan A/C -2 | 78000 | 90626887.5 | 78000 | 90626887.5 | Anchorage | 17-I
| University of Alaska Anchorage | Consortium Library | Replace Billable Archive Vault Dehumidifer Dh1 | 125000 | 90751887.5 | 125000 | 90751887.5 | Anchorage | 17-I
| University of Alaska Anchorage | Consortium Library | Replace Billable Archive Vault Dehumidifier Dh-2 | 125000 | 90876887.5 | 125000 | 90876887.5 | Anchorage | 17-I
| University of Alaska Anchorage | Consortium Library | Replace Billable Archives Rooftop Fume Hood | 39000 | 90915887.5 | 39000 | 90915887.5 | Anchorage | 17-I
| University of Alaska Anchorage | Consortium Library | Replace Boiler 3 Alaska #95-1281 | 1362000 | 92277887.5 | 1362000 | 92277887.5 | Anchorage | 17-I
| University of Alaska Anchorage | Consortium Library | Replace Boiler 4 Alaska #95-1282 | 1362000 | 93639887.5 | 1362000 | 93639887.5 | Anchorage | 17-I
| University of Alaska Anchorage | Consortium Library | Replace Boiler 5 Alaska #95-1283 | 1362000 | 95001887.5 | 1362000 | 95001887.5 | Anchorage | 17-I
| University of Alaska Anchorage | Consortium Library | Replace Boiler 6 Alaska #95-1284 | 1362000 | 96363887.5 | 1362000 | 96363887.5 | Anchorage | 17-I
| University of Alaska Anchorage | Consortium Library | Replace Building Distribution Building Wiring | 851000 | 97214887.5 | 851000 | 97214887.5 | Anchorage | 17-I
| University of Alaska Anchorage | Consortium Library | Replace Building Distribution Circuit Breaker Panels | 128000 | 97342887.5 | 128000 | 97342887.5 | Anchorage | 17-I
| University of Alaska Anchorage | Consortium Library | Replace Building Distribution Emergency Circuit Wiring OldSide | 213000 | 97555887.5 | 213000 | 97555887.5 | Anchorage | 17-I
| University of Alaska Anchorage | Consortium Library | Replace Building Distribution Secondary Transformer | 426000 | 97981887.5 | 426000 | 97981887.5 | Anchorage | 17-I
| University of Alaska Anchorage | Consortium Library | Replace C Core Ahu Coil Pump 8 | 5000 | 97986887.5 | 5000 | 97986887.5 | Anchorage | 17-I
| University of Alaska Anchorage | Consortium Library | Replace C Core Entry Way Heater3 | 6000 | 97992887.5 | 6000 | 97992887.5 | Anchorage | 17-I
| University of Alaska Anchorage | Consortium Library | Replace C Core Fl 1&2 Radiation Pump 12 | 5000 | 97997887.5 | 5000 | 97997887.5 | Anchorage | 17-I
| University of Alaska Anchorage | Consortium Library | Replace C Core Glycol Makeup Pump 7 | 5000 | 98002887.5 | 5000 | 98002887.5 | Anchorage | 17-I
| University of Alaska Anchorage | Consortium Library | Replace C Core Heat Exchanger | 204000 | 98206887.5 | 204000 | 98206887.5 | Anchorage | 17-I
| University of Alaska Anchorage | Consortium Library | Replace C Core Sump Pump 3 | 5000 | 98211887.5 | 5000 | 98211887.5 | Anchorage | 17-I
| University of Alaska Anchorage | Consortium Library | Replace C Core Toilet Exhaust Fan | 5000 | 98216887.5 | 5000 | 98216887.5 | Anchorage | 17-I
| University of Alaska Anchorage | Consortium Library | Replace Cab Elevator Passenger 3000 Lbs | 150000 | 98366887.5 | 150000 | 98366887.5 | Anchorage | 17-I
| University of Alaska Anchorage | Consortium Library | Replace C-Core Supply Fan | 125000 | 98491887.5 | 125000 | 98491887.5 | Anchorage | 17-I
| University of Alaska Anchorage | Consortium Library | Replace C-Core Supply Fan A/C -1 | 78000 | 98569887.5 | 78000 | 98569887.5 | Anchorage | 17-I
| University of Alaska Anchorage | Consortium Library | Replace C-Core Supply Fan A/C -2 | 78000 | 98647887.5 | 78000 | 98647887.5 | Anchorage | 17-I
| University of Alaska Anchorage | Consortium Library | Replace Core A Carbon Monoxide Sensor | 200000 | 98847887.5 | 200000 | 98847887.5 | Anchorage | 17-I
| University of Alaska Anchorage | Consortium Library | Replace Core A Return Fan | 125000 | 98972887.5 | 125000 | 98972887.5 | Anchorage | 17-I
| University of Alaska Anchorage | Consortium Library | Replace Core A Return Fan Vsd Unit | 13000 | 98985887.5 | 13000 | 98985887.5 | Anchorage | 17-I
| University of Alaska Anchorage | Consortium Library | Replace Core A Supply Fan Vsd Unit | 13000 | 98998887.5 | 13000 | 98998887.5 | Anchorage | 17-I
| University of Alaska Anchorage | Consortium Library | Replace Core B Carbon Monoxide Sensor | 200000 | 99198887.5 | 200000 | 99198887.5 | Anchorage | 17-I
| University of Alaska Anchorage | Consortium Library | Replace Core B Return Fan | 125000 | 99323887.5 | 125000 | 99323887.5 | Anchorage | 17-I
| University of Alaska Anchorage | Consortium Library | Replace Core B Return Fan Vsd Unit | 13000 | 99336887.5 | 13000 | 99336887.5 | Anchorage | 17-I
| University of Alaska Anchorage | Consortium Library | Replace Core B Supply Fan Vsd Unit | 13000 | 99349887.5 | 13000 | 99349887.5 | Anchorage | 17-I
| University of Alaska Anchorage | Consortium Library | Replace Core C Carbon Monoxide Sensor | 200000 | 99549887.5 | 200000 | 99549887.5 | Anchorage | 17-I
| University of Alaska Anchorage | Consortium Library | Replace Core C Return Fan | 125000 | 99674887.5 | 125000 | 99674887.5 | Anchorage | 17-I
| University of Alaska Anchorage | Consortium Library | Replace Core C Return Fan Vsd Unit | 13000 | 99687887.5 | 13000 | 99687887.5 | Anchorage | 17-I
| University of Alaska Anchorage | Consortium Library | Replace Core C Supply Fan Vsd Unit | 13000 | 99700887.5 | 13000 | 99700887.5 | Anchorage | 17-I
| University of Alaska Anchorage | Consortium Library | Replace Core D Carbon Monoxide Sensor | 200000 | 99900887.5 | 200000 | 99900887.5 | Anchorage | 17-I
| University of Alaska Anchorage | Consortium Library | Replace Core D Return Fan | 125000 | 100025887.5 | 125000 | 100025887.5 | Anchorage | 17-I
| University of Alaska Anchorage | Consortium Library | Replace Core D Return Fan Vsd Unit | 13000 | 100038887.5 | 13000 | 100038887.5 | Anchorage | 17-I
| University of Alaska Anchorage | Consortium Library | Replace Core D Supply Fan Vsd Unit | 13000 | 100051887.5 | 13000 | 100051887.5 | Anchorage | 17-I
| University of Alaska Anchorage | Consortium Library | Replace D Core Ahu Coil Pump 11 | 5000 | 100056887.5 | 5000 | 100056887.5 | Anchorage | 17-I
| University of Alaska Anchorage | Consortium Library | Replace D Core Fl 1&2 Radiation Pump 6 | 5000 | 100061887.5 | 5000 | 100061887.5 | Anchorage | 17-I
| University of Alaska Anchorage | Consortium Library | Replace D Core Sump Pump 4 | 5000 | 100066887.5 | 5000 | 100066887.5 | Anchorage | 17-I
| University of Alaska Anchorage | Consortium Library | Replace D Core Toilet Exhuast Fan | 5000 | 100071887.5 | 5000 | 100071887.5 | Anchorage | 17-I
| University of Alaska Anchorage | Consortium Library | Replace D-Core Supply Fan | 125000 | 100196887.5 | 125000 | 100196887.5 | Anchorage | 17-I
| University of Alaska Anchorage | Consortium Library | Replace D-Core Supply Fan A/C -1 | 78000 | 100274887.5 | 78000 | 100274887.5 | Anchorage | 17-I
| University of Alaska Anchorage | Consortium Library | Replace D-Core Supply Fan A/C -2 | 78000 | 100352887.5 | 78000 | 100352887.5 | Anchorage | 17-I
| University of Alaska Anchorage | Consortium Library | Replace Ductwork in Older Section | 1312000 | 101664887.5 | 1312000 | 101664887.5 | Anchorage | 17-I
| University of Alaska Anchorage | Consortium Library | Replace Fan Dx Unit For 3Rd Floor Server Room | 39000 | 101703887.5 | 39000 | 101703887.5 | Anchorage | 17-I
| University of Alaska Anchorage | Consortium Library | Replace Fan Dx Unit For Comm Room (small) | 234000 | 101937887.5 | 234000 | 101937887.5 | Anchorage | 17-I
| University of Alaska Anchorage | Consortium Library | Replace Fire Protection/ Egress Exit Signage - Old | 177000 | 102114887.5 | 177000 | 102114887.5 | Anchorage | 17-I
| University of Alaska Anchorage | Consortium Library | Replace Fixtures & Fittings Faucets & Sinks - New | 4000 | 102118887.5 | 4000 | 102118887.5 | Anchorage | 17-I
| University of Alaska Anchorage | Consortium Library | Replace Fixtures & Fittings Faucets & Sinks - Old | 4000 | 102122887.5 | 4000 | 102122887.5 | Anchorage | 17-I
| University of Alaska Anchorage | Consortium Library | Replace Fixtures/Lighting Indoor Lighting | 2217000 | 104339887.5 | 2217000 | 104339887.5 | Anchorage | 17-I
| University of Alaska Anchorage | Consortium Library | Replace Fixtures/Lighting Outlets and Switches | 301000 | 104640887.5 | 301000 | 104640887.5 | Anchorage | 17-I
| University of Alaska Anchorage | Consortium Library | Replace Floors Carpet | 2993000 | 107633887.5 | 2993000 | 107633887.5 | Anchorage | 17-I
| University of Alaska Anchorage | Consortium Library | Replace Glycol Piping | 1000000 | 108633887.5 | 1000000 | 108633887.5 | Anchorage | 17-I
| University of Alaska Anchorage | Consortium Library | Replace Greenheck Sce3-42-604-C20-X Releif Fan Rf-1A | 125000 | 108758887.5 | 125000 | 108758887.5 | Anchorage | 17-I
| University of Alaska Anchorage | Consortium Library | Replace Greenheck Sce3-42-609-C20-X | 125000 | 108883887.5 | 125000 | 108883887.5 | Anchorage | 17-I
| University of Alaska Anchorage | Consortium Library | Replace Greenheck Sce3-42-609-C20-X Releif Fan Rf-1B | 125000 | 109008887.5 | 125000 | 109008887.5 | Anchorage | 17-I
| University of Alaska Anchorage | Consortium Library | Replace Greenheck Sce3-42-609-C20-X Releif Fan Rf-1D | 125000 | 109133887.5 | 125000 | 109133887.5 | Anchorage | 17-I
| University of Alaska Anchorage | Consortium Library | Replace Greenheck Sce3-42-609-C20-X Releif Fan Rf-1E | 125000 | 109258887.5 | 125000 | 109258887.5 | Anchorage | 17-I
| University of Alaska Anchorage | Consortium Library | Replace Greenheck Sce3-42-609-C20-X Relief Fan Rf-1F | 125000 | 109383887.5 | 125000 | 109383887.5 | Anchorage | 17-I
| University of Alaska Anchorage | Consortium Library | Replace Gutters & Leaders Leaders- Interior Qty 20 | 4000 | 109387887.5 | 4000 | 109387887.5 | Anchorage | 17-I
| University of Alaska Anchorage | Consortium Library | Replace HVAC Controls | 90000 | 109477887.5 | 90000 | 109477887.5 | Anchorage | 17-I
| University of Alaska Anchorage | Consortium Library | Replace Large Section of Skylights | 238000 | 109715887.5 | 238000 | 109715887.5 | Anchorage | 17-I
| University of Alaska Anchorage | Consortium Library | Replace Leftside Elevator Passenger 2100 Lbs | 500000 | 110215887.5 | 500000 | 110215887.5 | Anchorage | 17-I
| University of Alaska Anchorage | Consortium Library | Replace Lib Annual Roof Pm (1/2 Epdm Ballasted, 1/2 Bur) | 1452000 | 111667887.5 | 1452000 | 111667887.5 | Anchorage | 17-I
| University of Alaska Anchorage | Consortium Library | Replace New Addition Gas Water Heater | 12000 | 111679887.5 | 12000 | 111679887.5 | Anchorage | 17-I
| University of Alaska Anchorage | Consortium Library | Replace New Section | 2045000 | 113724887.5 | 2045000 | 113724887.5 | Anchorage | 17-I
| University of Alaska Anchorage | Consortium Library | Replace Newer Section | 2863000 | 116587887.5 | 2863000 | 116587887.5 | Anchorage | 17-I
| University of Alaska Anchorage | Consortium Library | Replace Old Section | 1419000 | 118006887.5 | 1419000 | 118006887.5 | Anchorage | 17-I
| University of Alaska Anchorage | Consortium Library | Replace Old Section | 1986000 | 119992887.5 | 1986000 | 119992887.5 | Anchorage | 17-I
| University of Alaska Anchorage | Consortium Library | Replace Openings Exterior Doors | 266000 | 120258887.5 | 266000 | 120258887.5 | Anchorage | 17-I
| University of Alaska Anchorage | Consortium Library | Replace Openings Windows - Large | 656000 | 120914887.5 | 656000 | 120914887.5 | Anchorage | 17-I
| University of Alaska Anchorage | Consortium Library | Replace Overhead Door Manual | 51000 | 120965887.5 | 51000 | 120965887.5 | Anchorage | 17-I
| University of Alaska Anchorage | Consortium Library | Replace Piping | 4965000 | 125930887.5 | 4965000 | 125930887.5 | Anchorage | 17-I
| University of Alaska Anchorage | Consortium Library | Replace Rightside Elevator Passenger 3500 Lbs | 500000 | 126430887.5 | 500000 | 126430887.5 | Anchorage | 17-I
| University of Alaska Anchorage | Consortium Library | Replace Rooftop Unit C- 2 | 2000 | 126432887.5 | 2000 | 126432887.5 | Anchorage | 17-I
| University of Alaska Anchorage | Consortium Library | Replace Rooftop Unit C- 3 | 2000 | 126434887.5 | 2000 | 126434887.5 | Anchorage | 17-I
| University of Alaska Anchorage | Consortium Library | Replace Rooftop Unit C-1 | 2000 | 126436887.5 | 2000 | 126436887.5 | Anchorage | 17-I
| University of Alaska Anchorage | Consortium Library | Replace Secondary Service Motor Control Center | 125000 | 126561887.5 | 125000 | 126561887.5 | Anchorage | 17-I
| University of Alaska Anchorage | Consortium Library | Replace Siding on Old Section | 53000 | 126614887.5 | 53000 | 126614887.5 | Anchorage | 17-I
| University of Alaska Anchorage | Consortium Library | Replace Structural Exterior Stairs - Old | 1000 | 126615887.5 | 1000 | 126615887.5 | Anchorage | 17-I
| University of Alaska Anchorage | Consortium Library | Replace Walls Painting | 1552000 | 128167887.5 | 1552000 | 128167887.5 | Anchorage | 17-I
| University of Alaska Anchorage | Consortium Library | Upgrade to full electronic DDC - Hybrid system currently in place | 90000 | 128257887.5 | 90000 | 128257887.5 | Anchorage | 17-I
| University of Alaska Anchorage | Cuddy, Lucy Hall | 1 ea. 9348 Switch | 8000 | 128265887.5 | 8000 | 128265887.5 | Anchorage | 17-I
| University of Alaska Anchorage | Cuddy, Lucy Hall | Install DX Cooling for entire building | 3000 | 128268887.5 | 3000 | 128268887.5 | Anchorage | 17-I
| University of Alaska Anchorage | Cuddy, Lucy Hall | Recable some cables as needed. | 30000 | 128298887.5 | 30000 | 128298887.5 | Anchorage | 17-I
| University of Alaska Anchorage | Cuddy, Lucy Hall | Refinish Floors Concrete | 13000 | 128311887.5 | 13000 | 128311887.5 | Anchorage | 17-I
| University of Alaska Anchorage | Cuddy, Lucy Hall | Replace Ada Accessible Door | 2500 | 128314387.5 | 2500 | 128314387.5 | Anchorage | 17-I
| University of Alaska Anchorage | Cuddy, Lucy Hall | Replace Bakery Cooler 03 | 10000 | 128324387.5 | 10000 | 128324387.5 | Anchorage | 17-I
| University of Alaska Anchorage | Cuddy, Lucy Hall | Replace Bakery Freezer 02 | 10000 | 128334387.5 | 10000 | 128334387.5 | Anchorage | 17-I
| University of Alaska Anchorage | Cuddy, Lucy Hall | Replace Bathroom Renovations Large Bath - 6+ units no Shower | 438000 | 128772387.5 | 438000 | 128772387.5 | Anchorage | 17-I
| University of Alaska Anchorage | Cuddy, Lucy Hall | Replace Bathroom Renovations Small Bath - 1 to 3 units no Shower | 44000 | 128816387.5 | 44000 | 128816387.5 | Anchorage | 17-I
| University of Alaska Anchorage | Cuddy, Lucy Hall | Replace Baxter Proof Box 1 | 10000 | 128826387.5 | 10000 | 128826387.5 | Anchorage | 17-I
| University of Alaska Anchorage | Cuddy, Lucy Hall | Replace Baxter Proof Box 2 | 10000 | 128836387.5 | 10000 | 128836387.5 | Anchorage | 17-I
| University of Alaska Anchorage | Cuddy, Lucy Hall | Replace Boiler 1 | 419000 | 129255387.5 | 419000 | 129255387.5 | Anchorage | 17-I
| University of Alaska Anchorage | Cuddy, Lucy Hall | Replace Boiler 2 | 419000 | 129674387.5 | 419000 | 129674387.5 | Anchorage | 17-I
| University of Alaska Anchorage | Cuddy, Lucy Hall | Replace Building Distribution Building Wiring | 524000 | 130198387.5 | 524000 | 130198387.5 | Anchorage | 17-I
| University of Alaska Anchorage | Cuddy, Lucy Hall | Replace Building Distribution Circuit Breaker Panels | 79000 | 130277387.5 | 79000 | 130277387.5 | Anchorage | 17-I
| University of Alaska Anchorage | Cuddy, Lucy Hall | Replace Condensate Mkp Pump 3 | 8000 | 130285387.5 | 8000 | 130285387.5 | Anchorage | 17-I
| University of Alaska Anchorage | Cuddy, Lucy Hall | Replace Condensate Mkp Pump 4 | 8000 | 130293387.5 | 8000 | 130293387.5 | Anchorage | 17-I
| University of Alaska Anchorage | Cuddy, Lucy Hall | Replace Control Air Compressor | 16000 | 130309387.5 | 16000 | 130309387.5 | Anchorage | 17-I
| University of Alaska Anchorage | Cuddy, Lucy Hall | Replace Cooler 1 | 10000 | 130319387.5 | 10000 | 130319387.5 | Anchorage | 17-I
| University of Alaska Anchorage | Cuddy, Lucy Hall | Replace Dairy Cooler 2 | 10000 | 130329387.5 | 10000 | 130329387.5 | Anchorage | 17-I
| University of Alaska Anchorage | Cuddy, Lucy Hall | Replace Dhw Pump 6 | 8000 | 130337387.5 | 8000 | 130337387.5 | Anchorage | 17-I
| University of Alaska Anchorage | Cuddy, Lucy Hall | Replace Dock N Entry Way Heater | 6000 | 130343387.5 | 6000 | 130343387.5 | Anchorage | 17-I
| University of Alaska Anchorage | Cuddy, Lucy Hall | Replace Doors Not Facing Quad | 175000 | 130518387.5 | 175000 | 130518387.5 | Anchorage | 17-I
| University of Alaska Anchorage | Cuddy, Lucy Hall | Replace Ef-1 West Restroom Rooftop Exhaust Fan | 5000 | 130523387.5 | 5000 | 130523387.5 | Anchorage | 17-I
| University of Alaska Anchorage | Cuddy, Lucy Hall | Replace Ef-10 Pizza Oven Hood Rooftop Exhaust Fan | 5000 | 130528387.5 | 5000 | 130528387.5 | Anchorage | 17-I
| University of Alaska Anchorage | Cuddy, Lucy Hall | Replace Ef-2 Dishroom Penthouse Exhaust Fan | 5000 | 130533387.5 | 5000 | 130533387.5 | Anchorage | 17-I
| University of Alaska Anchorage | Cuddy, Lucy Hall | Replace Ef-3 Culinary Arts Cooking Hood Rooftop Exhaust Fan | 5000 | 130538387.5 | 5000 | 130538387.5 | Anchorage | 17-I
| University of Alaska Anchorage | Cuddy, Lucy Hall | Replace Ef-4 Scramble Area Grill Hood Rooftop Exhaust Fan | 5000 | 130543387.5 | 5000 | 130543387.5 | Anchorage | 17-I
| University of Alaska Anchorage | Cuddy, Lucy Hall | Replace Ef-5 North Restroom Rooftop Exhaust Fan | 5000 | 130548387.5 | 5000 | 130548387.5 | Anchorage | 17-I
| University of Alaska Anchorage | Cuddy, Lucy Hall | Replace Ef-6 Small Bakery Oven Rooftop Exhaust Fan | 5000 | 130553387.5 | 5000 | 130553387.5 | Anchorage | 17-I
| University of Alaska Anchorage | Cuddy, Lucy Hall | Replace Ef-7 Large Bakery Oven Rooftop Exhaust Fan | 5000 | 130558387.5 | 5000 | 130558387.5 | Anchorage | 17-I
| University of Alaska Anchorage | Cuddy, Lucy Hall | Replace Ef-8 Culinary Arts Potwash Rooftop Exhaust Fan | 5000 | 130563387.5 | 5000 | 130563387.5 | Anchorage | 17-I
| University of Alaska Anchorage | Cuddy, Lucy Hall | Replace Ef-9 West Offices Rooftop Exhaust Fan | 5000 | 130568387.5 | 5000 | 130568387.5 | Anchorage | 17-I
| University of Alaska Anchorage | Cuddy, Lucy Hall | Replace Est3 Fire Alarm System | 133000 | 130701387.5 | 133000 | 130701387.5 | Anchorage | 17-I
| University of Alaska Anchorage | Cuddy, Lucy Hall | Replace Ext. Painting Panels | 305000 | 131006387.5 | 305000 | 131006387.5 | Anchorage | 17-I
| University of Alaska Anchorage | Cuddy, Lucy Hall | Replace Fan Dx Unit For Comm Room | 39000 | 131045387.5 | 39000 | 131045387.5 | Anchorage | 17-I
| University of Alaska Anchorage | Cuddy, Lucy Hall | Replace Fire Alarm Nac Circuit Power Supply | 266000 | 131311387.5 | 266000 | 131311387.5 | Anchorage | 17-I
| University of Alaska Anchorage | Cuddy, Lucy Hall | Replace Fire Protection/ Egress Exit Signage | 55000 | 131366387.5 | 55000 | 131366387.5 | Anchorage | 17-I
| University of Alaska Anchorage | Cuddy, Lucy Hall | Replace Fixtures & Fittings Faucets & Sinks | 48000 | 131414387.5 | 48000 | 131414387.5 | Anchorage | 17-I
| University of Alaska Anchorage | Cuddy, Lucy Hall | Replace Fixtures/Lighting Indoor Lighting | 2000 | 131416387.5 | 2000 | 131416387.5 | Anchorage | 17-I
| University of Alaska Anchorage | Cuddy, Lucy Hall | Replace Floors Carpet | 335000 | 131751387.5 | 335000 | 131751387.5 | Anchorage | 17-I
| University of Alaska Anchorage | Cuddy, Lucy Hall | Replace Floors Tile | 34000 | 131785387.5 | 34000 | 131785387.5 | Anchorage | 17-I
| University of Alaska Anchorage | Cuddy, Lucy Hall | Replace Glycol System Makeup Pump 8 | 8000 | 131793387.5 | 8000 | 131793387.5 | Anchorage | 17-I
| University of Alaska Anchorage | Cuddy, Lucy Hall | Replace Glycol System Pump 1 | 8000 | 131801387.5 | 8000 | 131801387.5 | Anchorage | 17-I
| University of Alaska Anchorage | Cuddy, Lucy Hall | Replace Glycol System Pump 2 | 8000 | 131809387.5 | 8000 | 131809387.5 | Anchorage | 17-I
| University of Alaska Anchorage | Cuddy, Lucy Hall | Replace Glycol System Pump 5 | 8000 | 131817387.5 | 8000 | 131817387.5 | Anchorage | 17-I
| University of Alaska Anchorage | Cuddy, Lucy Hall | Replace Heat Exchanger | 63000 | 131880387.5 | 63000 | 131880387.5 | Anchorage | 17-I
| University of Alaska Anchorage | Cuddy, Lucy Hall | Replace Hood Fire Suppression System 1 | 524000 | 132404387.5 | 524000 | 132404387.5 | Anchorage | 17-I
| University of Alaska Anchorage | Cuddy, Lucy Hall | Replace Hood Fire Suppression System 2 | 524000 | 132928387.5 | 524000 | 132928387.5 | Anchorage | 17-I
| University of Alaska Anchorage | Cuddy, Lucy Hall | Replace Hood Fire Suppression System 3 | 524000 | 133452387.5 | 524000 | 133452387.5 | Anchorage | 17-I
| University of Alaska Anchorage | Cuddy, Lucy Hall | Replace Mixing Fan Ra Plenum | 125000 | 133577387.5 | 125000 | 133577387.5 | Anchorage | 17-I
| University of Alaska Anchorage | Cuddy, Lucy Hall | Replace Openings Exterior Doors | 138000 | 133715387.5 | 138000 | 133715387.5 | Anchorage | 17-I
| University of Alaska Anchorage | Cuddy, Lucy Hall | Replace Piping | 524000 | 134239387.5 | 524000 | 134239387.5 | Anchorage | 17-I
| University of Alaska Anchorage | Cuddy, Lucy Hall | Replace Rtu-01 Trane Rooftop Unit | 125000 | 134364387.5 | 125000 | 134364387.5 | Anchorage | 17-I
| University of Alaska Anchorage | Cuddy, Lucy Hall | Replace Secondary Service Motor Control Center | 125000 | 134489387.5 | 125000 | 134489387.5 | Anchorage | 17-I
| University of Alaska Anchorage | Cuddy, Lucy Hall | Replace Structural Exterior Stairs | 1000 | 134490387.5 | 1000 | 134490387.5 | Anchorage | 17-I
| University of Alaska Anchorage | Cuddy, Lucy Hall | Replace Supply Fan 1 | 568000 | 135058387.5 | 568000 | 135058387.5 | Anchorage | 17-I
| University of Alaska Anchorage | Cuddy, Lucy Hall | Replace Supply Fan 2 | 568000 | 135626387.5 | 568000 | 135626387.5 | Anchorage | 17-I
| University of Alaska Anchorage | Cuddy, Lucy Hall | Replace Supply Piping Building Distribution | 611000 | 136237387.5 | 611000 | 136237387.5 | Anchorage | 17-I
| University of Alaska Anchorage | Cuddy, Lucy Hall | Replace Ventilation Hoods - Kitchen | 195000 | 136432387.5 | 195000 | 136432387.5 | Anchorage | 17-I
| University of Alaska Anchorage | Cuddy, Lucy Hall | Replace Volrath Walk-In Freezer 3 | 10000 | 136442387.5 | 10000 | 136442387.5 | Anchorage | 17-I
| University of Alaska Anchorage | Cuddy, Lucy Hall | Replace W Entry Way Heater | 12000 | 136454387.5 | 12000 | 136454387.5 | Anchorage | 17-I
| University of Alaska Anchorage | Cuddy, Lucy Hall | Replace Walls Painting | 195000 | 136649387.5 | 195000 | 136649387.5 | Anchorage | 17-I
| University of Alaska Anchorage | Cuddy, Lucy Hall | Replace Waste Piping Drainage Piping & Drains | 436000 | 137085387.5 | 436000 | 137085387.5 | Anchorage | 17-I
| University of Alaska Anchorage | Cuddy, Lucy Hall | Replace Windows | 88000 | 137173387.5 | 88000 | 137173387.5 | Anchorage | 17-I
| University of Alaska Anchorage | Cuddy, Lucy Hall | Should be addressed every 10 years joints between precast panels | 24000 | 137197387.5 | 24000 | 137197387.5 | Anchorage | 17-I
| University of Alaska Anchorage | Cuddy, Lucy Hall | Upgrade Fixtures/Lighting Outlets and Switches | 66000 | 137263387.5 | 66000 | 137263387.5 | Anchorage | 17-I
| University of Alaska Anchorage | Cuddy, Lucy Hall | Upgrade to full electronic DDC - Hybrid system currently in place | 27000 | 137290387.5 | 27000 | 137290387.5 | Anchorage | 17-I
| University of Alaska Anchorage | Custodial Storage Shed | Replace Ext. Painting Panels | 4000 | 137294387.5 | 4000 | 137294387.5 | Anchorage | 17-I
| University of Alaska Anchorage | Custodial Storage Shed | Replace Openings Exterior Doors | 10000 | 137304387.5 | 10000 | 137304387.5 | Anchorage | 17-I
| University of Alaska Anchorage | Custodial Storage Shed | Replace Openings Overhead/Garage Doors | 25000 | 137329387.5 | 25000 | 137329387.5 | Anchorage | 17-I
| University of Alaska Anchorage | Custodial Storage Shed | Replace Openings Windows - Small | 2000 | 137331387.5 | 2000 | 137331387.5 | Anchorage | 17-I
| University of Alaska Anchorage | Disability Support Services Annex | Interior Wall Painting | 5000 | 137336387.5 | 5000 | 137336387.5 | Anchorage | 17-I
| University of Alaska Anchorage | Disability Support Services Annex | Replace 5/8 in. drywall | 41000 | 137377387.5 | 41000 | 137377387.5 | Anchorage | 17-I
| University of Alaska Anchorage | Disability Support Services Annex | Replace air conditioner, DX | 6000 | 137383387.5 | 6000 | 137383387.5 | Anchorage | 17-I
| University of Alaska Anchorage | Disability Support Services Annex | Replace circuit breaker molded case, 480 V, 3 pole circuit breaker | 3000 | 137386387.5 | 3000 | 137386387.5 | Anchorage | 17-I
| University of Alaska Anchorage | Disability Support Services Annex | Replace fluorescent fixture, lay-in, recess mtd, 2' x 4', two 40 W | 9000 | 137395387.5 | 9000 | 137395387.5 | Anchorage | 17-I
| University of Alaska Anchorage | Disability Support Services Annex | Replace gypsum board ceiling, up to 12' high | 13000 | 137408387.5 | 13000 | 137408387.5 | Anchorage | 17-I
| University of Alaska Anchorage | Disability Support Services Annex | Replace metal stairs | 1000 | 137409387.5 | 1000 | 137409387.5 | Anchorage | 17-I
| University of Alaska Anchorage | Disability Support Services Annex | Replace safety switch | 1000 | 137410387.5 | 1000 | 137410387.5 | Anchorage | 17-I
| University of Alaska Anchorage | Disability Support Services Annex | Replace vinyl sheet flooring | 4000 | 137414387.5 | 4000 | 137414387.5 | Anchorage | 17-I
| University of Alaska Anchorage | East Hall | Recaulking Building Exteriors | 60000 | 137474387.5 | 60000 | 137474387.5 | Anchorage | 17-I
| University of Alaska Anchorage | East Hall | Replace Rear Entry Heater East 1B | 6000 | 137480387.5 | 6000 | 137480387.5 | Anchorage | 17-I
| University of Alaska Anchorage | East Hall | Replace Air Handling Dampers | 16000 | 137496387.5 | 16000 | 137496387.5 | Anchorage | 17-I
| University of Alaska Anchorage | East Hall | Replace Bathroom Renovations Small Bath | 2414000 | 139910387.5 | 2414000 | 139910387.5 | Anchorage | 17-I
| University of Alaska Anchorage | East Hall | Replace Boiler 1R Alaska #2K0911 | 500000 | 140410387.5 | 500000 | 140410387.5 | Anchorage | 17-I
| University of Alaska Anchorage | East Hall | Replace Boiler 2R Alaska #2K0910 | 500000 | 140910387.5 | 500000 | 140910387.5 | Anchorage | 17-I
| University of Alaska Anchorage | East Hall | Replace Boiler Room Makeup Air Fan | 78000 | 140988387.5 | 78000 | 140988387.5 | Anchorage | 17-I
| University of Alaska Anchorage | East Hall | Replace Cab Elevator Passenger 3000 Lbs | 150000 | 141138387.5 | 150000 | 141138387.5 | Anchorage | 17-I
| University of Alaska Anchorage | East Hall | Replace Ceilings Drop Ceiling Replacement | 161000 | 141299387.5 | 161000 | 141299387.5 | Anchorage | 17-I
| University of Alaska Anchorage | East Hall | Replace Ceilings Fixed Ceiling Replacement | 967000 | 142266387.5 | 967000 | 142266387.5 | Anchorage | 17-I
| University of Alaska Anchorage | East Hall | Replace Comm Room Ac Unit | 39000 | 142305387.5 | 39000 | 142305387.5 | Anchorage | 17-I
| University of Alaska Anchorage | East Hall | Replace Controls Elevator Passenger 3000 Lbs | 175000 | 142480387.5 | 175000 | 142480387.5 | Anchorage | 17-I
| University of Alaska Anchorage | East Hall | Replace Domestic Hot Water Circ Pump 7 | 8000 | 142488387.5 | 8000 | 142488387.5 | Anchorage | 17-I
| University of Alaska Anchorage | East Hall | Replace East Hall Annual Roof Pm (Tpo) | 316000 | 142804387.5 | 316000 | 142804387.5 | Anchorage | 17-I
| University of Alaska Anchorage | East Hall | Replace Elevator Passenger 3000 Lbs | 500000 | 143304387.5 | 500000 | 143304387.5 | Anchorage | 17-I
| University of Alaska Anchorage | East Hall | Replace Evo High Efficiency On Demand Water Heater Cascade Lead | 12000 | 143316387.5 | 12000 | 143316387.5 | Anchorage | 17-I
| University of Alaska Anchorage | East Hall | Replace Evo High Efficiency On Demand Water Heater Lag 1 | 12000 | 143328387.5 | 12000 | 143328387.5 | Anchorage | 17-I
| University of Alaska Anchorage | East Hall | Replace Evo High Efficiency On Demand Water Heater Lag 2 | 12000 | 143340387.5 | 12000 | 143340387.5 | Anchorage | 17-I
| University of Alaska Anchorage | East Hall | Replace Expansion Tank Et-1 | 23000 | 143363387.5 | 23000 | 143363387.5 | Anchorage | 17-I
| University of Alaska Anchorage | East Hall | Replace Expansion Tank Et-2 | 23000 | 143386387.5 | 23000 | 143386387.5 | Anchorage | 17-I
| University of Alaska Anchorage | East Hall | Replace Expansion Tank Et-3R | 23000 | 143409387.5 | 23000 | 143409387.5 | Anchorage | 17-I
| University of Alaska Anchorage | East Hall | Replace Fixtures & Fittings Faucets & Sinks | 4000 | 143413387.5 | 4000 | 143413387.5 | Anchorage | 17-I
| University of Alaska Anchorage | East Hall | Replace Fixtures/Lighting Indoor Lighting | 226000 | 143639387.5 | 226000 | 143639387.5 | Anchorage | 17-I
| University of Alaska Anchorage | East Hall | Replace Fixtures/Lighting Outlets and Switches | 411000 | 144050387.5 | 411000 | 144050387.5 | Anchorage | 17-I
| University of Alaska Anchorage | East Hall | Replace Floors Carpet | 870000 | 144920387.5 | 870000 | 144920387.5 | Anchorage | 17-I
| University of Alaska Anchorage | East Hall | Replace Floors Tile | 77000 | 144997387.5 | 77000 | 144997387.5 | Anchorage | 17-I
| University of Alaska Anchorage | East Hall | Replace Glycol Circ Pump 3R | 8000 | 145005387.5 | 8000 | 145005387.5 | Anchorage | 17-I
| University of Alaska Anchorage | East Hall | Replace Glycol Circ Pump 4R | 8000 | 145013387.5 | 8000 | 145013387.5 | Anchorage | 17-I
| University of Alaska Anchorage | East Hall | Replace Glycol Fill Tank | 2000 | 145015387.5 | 2000 | 145015387.5 | Anchorage | 17-I
| University of Alaska Anchorage | East Hall | Replace Glycol Heat Exchanger | 145000 | 145160387.5 | 145000 | 145160387.5 | Anchorage | 17-I
| University of Alaska Anchorage | East Hall | Replace Glycol Pump 1R | 8000 | 145168387.5 | 8000 | 145168387.5 | Anchorage | 17-I
| University of Alaska Anchorage | East Hall | Replace Glycol Pump 2R | 8000 | 145176387.5 | 8000 | 145176387.5 | Anchorage | 17-I
| University of Alaska Anchorage | East Hall | Replace Interior Doors & Doorways | 2180000 | 147356387.5 | 2180000 | 147356387.5 | Anchorage | 17-I
| University of Alaska Anchorage | East Hall | Replace Main Entry East Heater 1A | 6000 | 147362387.5 | 6000 | 147362387.5 | Anchorage | 17-I
| University of Alaska Anchorage | East Hall | Replace Openings Exterior Doors | 125000 | 147487387.5 | 125000 | 147487387.5 | Anchorage | 17-I
| University of Alaska Anchorage | East Hall | Replace Openings Windows - Large | 188000 | 147675387.5 | 188000 | 147675387.5 | Anchorage | 17-I
| University of Alaska Anchorage | East Hall | Replace Openings Windows - Small | 373000 | 148048387.5 | 373000 | 148048387.5 | Anchorage | 17-I
| University of Alaska Anchorage | East Hall | Replace Piping | 1209000 | 149257387.5 | 1209000 | 149257387.5 | Anchorage | 17-I
| University of Alaska Anchorage | East Hall | Replace Rtu 1D | 1311000 | 150568387.5 | 1311000 | 150568387.5 | Anchorage | 17-I
| University of Alaska Anchorage | East Hall | Replace Rtu 2D | 1311000 | 151879387.5 | 1311000 | 151879387.5 | Anchorage | 17-I
| University of Alaska Anchorage | East Hall | Replace Rtu Coil Pump 5D | 8000 | 151887387.5 | 8000 | 151887387.5 | Anchorage | 17-I
| University of Alaska Anchorage | East Hall | Replace Rtu Coil Pump 6R | 8000 | 151895387.5 | 8000 | 151895387.5 | Anchorage | 17-I
| University of Alaska Anchorage | East Hall | Replace Supply Piping Building Distribution | 1410000 | 153305387.5 | 1410000 | 153305387.5 | Anchorage | 17-I
| University of Alaska Anchorage | East Hall | Replace Transfer Fan Tf-1 | 125000 | 153430387.5 | 125000 | 153430387.5 | Anchorage | 17-I
| University of Alaska Anchorage | East Hall | Replace Transfer Fan Tf-2 | 125000 | 153555387.5 | 125000 | 153555387.5 | Anchorage | 17-I
| University of Alaska Anchorage | East Hall | Replace Walls Painting | 200000 | 153755387.5 | 200000 | 153755387.5 | Anchorage | 17-I
| University of Alaska Anchorage | East Hall | Replace Waste Piping Drainage Piping & Drains | 1007000 | 154762387.5 | 1007000 | 154762387.5 | Anchorage | 17-I
| University of Alaska Anchorage | East Hall | Upgrade to electronic DDC | 65000 | 154827387.5 | 65000 | 154827387.5 | Anchorage | 17-I
| University of Alaska Anchorage | East Parking Garage | 1ea. 9348 Switch | 8000 | 154835387.5 | 8000 | 154835387.5 | Anchorage | 17-I
| University of Alaska Anchorage | East Parking Garage | Reaplace Sealant around Concrete - Leaking into Stairwells | 3000 | 154838387.5 | 3000 | 154838387.5 | Anchorage | 17-I
| University of Alaska Anchorage | East Parking Garage | Replace Building Supply Fan Bc-1 | 3180000 | 158018387.5 | 3180000 | 158018387.5 | Anchorage | 17-I
| University of Alaska Anchorage | East Parking Garage | Replace DDC Controls | 157000 | 158175387.5 | 157000 | 158175387.5 | Anchorage | 17-I
| University of Alaska Anchorage | East Parking Garage | Replace Elevator Machine Room Exhaust Fan Ef-1 | 5000 | 158180387.5 | 5000 | 158180387.5 | Anchorage | 17-I
| University of Alaska Anchorage | East Parking Garage | Replace Fixtures/Lighting Indoor Lighting | 50000 | 158230387.5 | 50000 | 158230387.5 | Anchorage | 17-I
| University of Alaska Anchorage | East Parking Garage | Replace Fixtures/Lighting Outlets and Switches | 12000 | 158242387.5 | 12000 | 158242387.5 | Anchorage | 17-I
| University of Alaska Anchorage | East Parking Garage | Replace Power Supply UPS | 50000 | 158292387.5 | 50000 | 158292387.5 | Anchorage | 17-I
| University of Alaska Anchorage | Ecosystem-Biomedical Laboratory | 3 ea. 9348 Switches, 1 ea. UPS | 27500 | 158319887.5 | 27500 | 158319887.5 | Anchorage | 17-I
| University of Alaska Anchorage | Ecosystem-Biomedical Laboratory | Replace General Lab Exhaust South Ef-1B | 5000 | 158324887.5 | 5000 | 158324887.5 | Anchorage | 17-I
| University of Alaska Anchorage | Ecosystem-Biomedical Laboratory | Replace 183 Gallon Diesel Emergency Generator Belly Tank | 6000 | 158330887.5 | 6000 | 158330887.5 | Anchorage | 17-I
| University of Alaska Anchorage | Ecosystem-Biomedical Laboratory | Replace Atlas Copco Lab Air Comressor Ac-1 | 16000 | 158346887.5 | 16000 | 158346887.5 | Anchorage | 17-I
| University of Alaska Anchorage | Ecosystem-Biomedical Laboratory | Replace Autoclave Exhaust | 5000 | 158351887.5 | 5000 | 158351887.5 | Anchorage | 17-I
| University of Alaska Anchorage | Ecosystem-Biomedical Laboratory | Replace Bathroom Renovations Small Bath - 1 to 3 units no Shower | 44000 | 158395887.5 | 44000 | 158395887.5 | Anchorage | 17-I
| University of Alaska Anchorage | Ecosystem-Biomedical Laboratory | Replace Becker Vacum Compressor Vac-1 | 16000 | 158411887.5 | 16000 | 158411887.5 | Anchorage | 17-I
| University of Alaska Anchorage | Ecosystem-Biomedical Laboratory | Replace Boiler Room Cooling Fan Scf-1 | 78000 | 158489887.5 | 78000 | 158489887.5 | Anchorage | 17-I
| University of Alaska Anchorage | Ecosystem-Biomedical Laboratory | Replace Building Glycol Circ Pmp-3 Vfd | 13000 | 158502887.5 | 13000 | 158502887.5 | Anchorage | 17-I
| University of Alaska Anchorage | Ecosystem-Biomedical Laboratory | Replace Building Glycol Circ Pmp-4 | 13000 | 158515887.5 | 13000 | 158515887.5 | Anchorage | 17-I
| University of Alaska Anchorage | Ecosystem-Biomedical Laboratory | Replace Ceilings Drop Ceiling Replacement | 163000 | 158678887.5 | 163000 | 158678887.5 | Anchorage | 17-I
| University of Alaska Anchorage | Ecosystem-Biomedical Laboratory | Replace Ceilings Fixed Ceiling Replacement | 61000 | 158739887.5 | 61000 | 158739887.5 | Anchorage | 17-I
| University of Alaska Anchorage | Ecosystem-Biomedical Laboratory | Replace Central Air Handling Unit Ahu-1 | 331000 | 159070887.5 | 331000 | 159070887.5 | Anchorage | 17-I
| University of Alaska Anchorage | Ecosystem-Biomedical Laboratory | Replace Cooling Glycol Fill Tank Gt-2 | 2000 | 159072887.5 | 2000 | 159072887.5 | Anchorage | 17-I
| University of Alaska Anchorage | Ecosystem-Biomedical Laboratory | Replace DDC Controls | 17000 | 159089887.5 | 17000 | 159089887.5 | Anchorage | 17-I
| University of Alaska Anchorage | Ecosystem-Biomedical Laboratory | Replace Expansion Tank Et-1 State Id 040282Ak | 23000 | 159112887.5 | 23000 | 159112887.5 | Anchorage | 17-I
| University of Alaska Anchorage | Ecosystem-Biomedical Laboratory | Replace Expansion Tank Et-2 | 23000 | 159135887.5 | 23000 | 159135887.5 | Anchorage | 17-I
| University of Alaska Anchorage | Ecosystem-Biomedical Laboratory | Replace Expansion Tank Et-3 | 23000 | 159158887.5 | 23000 | 159158887.5 | Anchorage | 17-I
| University of Alaska Anchorage | Ecosystem-Biomedical Laboratory | Replace Expansion Tank Et-4 | 23000 | 159181887.5 | 23000 | 159181887.5 | Anchorage | 17-I
| University of Alaska Anchorage | Ecosystem-Biomedical Laboratory | Replace Expansion Tank Et-5 | 23000 | 159204887.5 | 23000 | 159204887.5 | Anchorage | 17-I
| University of Alaska Anchorage | Ecosystem-Biomedical Laboratory | Replace Fanroom General Exhaust | 5000 | 159209887.5 | 5000 | 159209887.5 | Anchorage | 17-I
| University of Alaska Anchorage | Ecosystem-Biomedical Laboratory | Replace Fixtures/Lighting Indoor Lighting | 163000 | 159372887.5 | 163000 | 159372887.5 | Anchorage | 17-I
| University of Alaska Anchorage | Ecosystem-Biomedical Laboratory | Replace Fixtures/Lighting Outlets and Switches | 51000 | 159423887.5 | 51000 | 159423887.5 | Anchorage | 17-I
| University of Alaska Anchorage | Ecosystem-Biomedical Laboratory | Replace Floors Carpet | 73000 | 159496887.5 | 73000 | 159496887.5 | Anchorage | 17-I
| University of Alaska Anchorage | Ecosystem-Biomedical Laboratory | Replace Floors VCT | 38000 | 159534887.5 | 38000 | 159534887.5 | Anchorage | 17-I
| University of Alaska Anchorage | Ecosystem-Biomedical Laboratory | Replace General Lab Exhaust East Ef-2A | 5000 | 159539887.5 | 5000 | 159539887.5 | Anchorage | 17-I
| University of Alaska Anchorage | Ecosystem-Biomedical Laboratory | Replace General Lab Exhaust East Ef-2B | 5000 | 159544887.5 | 5000 | 159544887.5 | Anchorage | 17-I
| University of Alaska Anchorage | Ecosystem-Biomedical Laboratory | Replace General Lab Exhaust South Ef-1A | 5000 | 159549887.5 | 5000 | 159549887.5 | Anchorage | 17-I
| University of Alaska Anchorage | Ecosystem-Biomedical Laboratory | Replace Generation Emergency/ Backup Generation | 140000 | 159689887.5 | 140000 | 159689887.5 | Anchorage | 17-I
| University of Alaska Anchorage | Ecosystem-Biomedical Laboratory | Replace Glycol Fill Tank Gt-1 | 2000 | 159691887.5 | 2000 | 159691887.5 | Anchorage | 17-I
| University of Alaska Anchorage | Ecosystem-Biomedical Laboratory | Replace Glycol Piping | 750000 | 160441887.5 | 750000 | 160441887.5 | Anchorage | 17-I
| University of Alaska Anchorage | Ecosystem-Biomedical Laboratory | Replace Hydronic Boiler Blr-1 | 244000 | 160685887.5 | 244000 | 160685887.5 | Anchorage | 17-I
| University of Alaska Anchorage | Ecosystem-Biomedical Laboratory | Replace Hydronic Boiler Blr-2 | 244000 | 160929887.5 | 244000 | 160929887.5 | Anchorage | 17-I
| University of Alaska Anchorage | Ecosystem-Biomedical Laboratory | Replace Indirect Glycol Dhw Heater Wh-2 | 37000 | 160966887.5 | 37000 | 160966887.5 | Anchorage | 17-I
| University of Alaska Anchorage | Ecosystem-Biomedical Laboratory | Replace Interior Doors & Doorways | 250000 | 161216887.5 | 250000 | 161216887.5 | Anchorage | 17-I
| University of Alaska Anchorage | Ecosystem-Biomedical Laboratory | Replace Lab Sinks | 28000 | 161244887.5 | 28000 | 161244887.5 | Anchorage | 17-I
| University of Alaska Anchorage | Ecosystem-Biomedical Laboratory | Replace Liebart Split Unit Acu-1A And Acu-1B | 39000 | 161283887.5 | 39000 | 161283887.5 | Anchorage | 17-I
| University of Alaska Anchorage | Ecosystem-Biomedical Laboratory | Replace Openings Exterior Doors | 125000 | 161408887.5 | 125000 | 161408887.5 | Anchorage | 17-I
| University of Alaska Anchorage | Ecosystem-Biomedical Laboratory | Replace Piping | 306000 | 161714887.5 | 306000 | 161714887.5 | Anchorage | 17-I
| University of Alaska Anchorage | Ecosystem-Biomedical Laboratory | Replace Saftey Hazard - Ahu-1 Return Fan 1A Vfd Pm | 13000 | 161727887.5 | 13000 | 161727887.5 | Anchorage | 17-I
| University of Alaska Anchorage | Ecosystem-Biomedical Laboratory | Replace Saftey Hazard - Ahu-1 Return Fan 1B Vfd Pm | 13000 | 161740887.5 | 13000 | 161740887.5 | Anchorage | 17-I
| University of Alaska Anchorage | Ecosystem-Biomedical Laboratory | Replace Saftey Hazard - Ahu-1 Supply Fan 1A Vfd Pm | 13000 | 161753887.5 | 13000 | 161753887.5 | Anchorage | 17-I
| University of Alaska Anchorage | Ecosystem-Biomedical Laboratory | Replace Saftey Hazard - Ahu-1 Supply Fan 1B Vfd Pm | 13000 | 161766887.5 | 13000 | 161766887.5 | Anchorage | 17-I
| University of Alaska Anchorage | Ecosystem-Biomedical Laboratory | Replace Specialty Equipment Lab Use (Eye Wash/ Showers) | 95000 | 161861887.5 | 95000 | 161861887.5 | Anchorage | 17-I
| University of Alaska Anchorage | Ecosystem-Biomedical Laboratory | Replace Structural Siding | 19000 | 161880887.5 | 19000 | 161880887.5 | Anchorage | 17-I
| University of Alaska Anchorage | Ecosystem-Biomedical Laboratory | Replace Supply Piping Building Distribution | 356000 | 162236887.5 | 356000 | 162236887.5 | Anchorage | 17-I
| University of Alaska Anchorage | Ecosystem-Biomedical Laboratory | Replace Ventilation Fume Hoods - Lab | 500000 | 162736887.5 | 500000 | 162736887.5 | Anchorage | 17-I
| University of Alaska Anchorage | Ecosystem-Biomedical Laboratory | Replace Walls Painting | 114000 | 162850887.5 | 114000 | 162850887.5 | Anchorage | 17-I
| University of Alaska Anchorage | Ecosystem-Biomedical Laboratory | Replace Waste Piping Drainage Piping & Drains | 255000 | 163105887.5 | 255000 | 163105887.5 | Anchorage | 17-I
| University of Alaska Anchorage | Energy Module No. 1 | Repalace Sink | 4000 | 163109887.5 | 4000 | 163109887.5 | Anchorage | 17-I
| University of Alaska Anchorage | Energy Module No. 1 | Replace 2000 Gallon Diesel Above Ground Emergency Generator Fuel Tank | 63000 | 163172887.5 | 63000 | 163172887.5 | Anchorage | 17-I
| University of Alaska Anchorage | Energy Module No. 1 | Replace Building Distribution Secondary Transformer | 25000 | 163197887.5 | 25000 | 163197887.5 | Anchorage | 17-I
| University of Alaska Anchorage | Energy Module No. 1 | Replace Campus Distribution Primary Transformer 1994 | 60000 | 163257887.5 | 60000 | 163257887.5 | Anchorage | 17-I
| University of Alaska Anchorage | Energy Module No. 1 | Replace Campus Distribution Switches | 625000 | 163882887.5 | 625000 | 163882887.5 | Anchorage | 17-I
| University of Alaska Anchorage | Energy Module No. 1 | Replace Emergency Generator - 225 | 114000 | 163996887.5 | 114000 | 163996887.5 | Anchorage | 17-I
| University of Alaska Anchorage | Energy Module No. 1 | Replace Est3 Fire Alarm System | 133000 | 164129887.5 | 133000 | 164129887.5 | Anchorage | 17-I
| University of Alaska Anchorage | Energy Module No. 1 | Replace Fire Protection/ Egress Exit Signage | 5000 | 164134887.5 | 5000 | 164134887.5 | Anchorage | 17-I
| University of Alaska Anchorage | Energy Module No. 1 | Replace Interior Doors & Doorways | 5000 | 164139887.5 | 5000 | 164139887.5 | Anchorage | 17-I
| University of Alaska Anchorage | Energy Module No. 1 | Replace Openings Exterior Doors | 63000 | 164202887.5 | 63000 | 164202887.5 | Anchorage | 17-I
| University of Alaska Anchorage | Energy Module No. 1 | Replace Primary Pump 125 HP | 117000 | 164319887.5 | 117000 | 164319887.5 | Anchorage | 17-I
| University of Alaska Anchorage | Energy Module No. 1 | Replace Structural Siding | 3000 | 164322887.5 | 3000 | 164322887.5 | Anchorage | 17-I
| University of Alaska Anchorage | Energy Module No. 1 | Replace Sump Pump | 5000 | 164327887.5 | 5000 | 164327887.5 | Anchorage | 17-I
| University of Alaska Anchorage | Energy Module No. 1 | Replace Supply Piping Building Distribution | 58000 | 164385887.5 | 58000 | 164385887.5 | Anchorage | 17-I
| University of Alaska Anchorage | Energy Module No. 1 | Replace Waste Piping Drainage Piping & Drains | 41000 | 164426887.5 | 41000 | 164426887.5 | Anchorage | 17-I
| University of Alaska Anchorage | Energy Module No. 1 | Replace Wet Fire Sprinkler System 1 | 49000 | 164475887.5 | 49000 | 164475887.5 | Anchorage | 17-I
| University of Alaska Anchorage | Energy Module No. 2 | Replace Building Distribution Automatic Transfer Switch | 25000 | 164500887.5 | 25000 | 164500887.5 | Anchorage | 17-I
| University of Alaska Anchorage | Energy Module No. 2 | Replace Building Distribution Building Wiring | 49000 | 164549887.5 | 49000 | 164549887.5 | Anchorage | 17-I
| University of Alaska Anchorage | Energy Module No. 2 | Replace Building Distribution Circuit Breaker Panels | 7000 | 164556887.5 | 7000 | 164556887.5 | Anchorage | 17-I
| University of Alaska Anchorage | Energy Module No. 2 | Replace Building Distribution Emergency Circuit Wiring | 12000 | 164568887.5 | 12000 | 164568887.5 | Anchorage | 17-I
| University of Alaska Anchorage | Energy Module No. 2 | Replace Building Distribution Main Building Panels/Switchgear | 39000 | 164607887.5 | 39000 | 164607887.5 | Anchorage | 17-I
| University of Alaska Anchorage | Energy Module No. 2 | Replace Building Distribution Secondary Transformer | 25000 | 164632887.5 | 25000 | 164632887.5 | Anchorage | 17-I
| University of Alaska Anchorage | Energy Module No. 2 | Replace Campus Distribution Switches | 625000 | 165257887.5 | 625000 | 165257887.5 | Anchorage | 17-I
| University of Alaska Anchorage | Energy Module No. 2 | Replace Fire Protection/ Egress Exit Signage | 5000 | 165262887.5 | 5000 | 165262887.5 | Anchorage | 17-I
| University of Alaska Anchorage | Energy Module No. 2 | Replace Fixtures & Fittings Faucets & Sinks | 4000 | 165266887.5 | 4000 | 165266887.5 | Anchorage | 17-I
| University of Alaska Anchorage | Energy Module No. 2 | Replace Interior Doors & Doorways | 5000 | 165271887.5 | 5000 | 165271887.5 | Anchorage | 17-I
| University of Alaska Anchorage | Energy Module No. 2 | Replace Openings Exterior Doors | 63000 | 165334887.5 | 63000 | 165334887.5 | Anchorage | 17-I
| University of Alaska Anchorage | Energy Module No. 2 | Replace Structural Siding | 3000 | 165337887.5 | 3000 | 165337887.5 | Anchorage | 17-I
| University of Alaska Anchorage | Energy Module No. 2 | Replace Sump Pump | 5000 | 165342887.5 | 5000 | 165342887.5 | Anchorage | 17-I
| University of Alaska Anchorage | Energy Module No. 2 | Replace Supply Piping Building Distribution | 58000 | 165400887.5 | 58000 | 165400887.5 | Anchorage | 17-I
| University of Alaska Anchorage | Energy Module No. 2 | Replace Waste Piping Drainage Piping & Drains | 41000 | 165441887.5 | 41000 | 165441887.5 | Anchorage | 17-I
| University of Alaska Anchorage | Engineering & Computation Building | Replace carpet | 415000 | 165856887.5 | 415000 | 165856887.5 | Anchorage | 17-I
| University of Alaska Anchorage | Engineering & Computation Building | Replace variable frequency drive | 300000 | 166156887.5 | 300000 | 166156887.5 | Anchorage | 17-I
| University of Alaska Anchorage | Engineering and Industry Building | 3 ea. 9348 Switches, The batteries are getting old and need to be replaced. | 32000 | 166188887.5 | 32000 | 166188887.5 | Anchorage | 17-I
| University of Alaska Anchorage | Engineering and Industry Building | Replace A/C Split System Shp-1/2 | 39000 | 166227887.5 | 39000 | 166227887.5 | Anchorage | 17-I
| University of Alaska Anchorage | Engineering and Industry Building | Replace Aerco Heating Hot Water Boiler Blr-1 Alaska #154886Ak | 600000 | 166827887.5 | 600000 | 166827887.5 | Anchorage | 17-I
| University of Alaska Anchorage | Engineering and Industry Building | Replace Aerco Heating Hot Water Boiler Blr-2 Alaska #154887Ak | 600000 | 167427887.5 | 600000 | 167427887.5 | Anchorage | 17-I
| University of Alaska Anchorage | Engineering and Industry Building | Replace Ahu 4- Exhaust Fan Ef-04 Vfd | 13000 | 167440887.5 | 13000 | 167440887.5 | Anchorage | 17-I
| University of Alaska Anchorage | Engineering and Industry Building | Replace Ahu 4- Supply Fan 4A Vfd | 13000 | 167453887.5 | 13000 | 167453887.5 | Anchorage | 17-I
| University of Alaska Anchorage | Engineering and Industry Building | Replace Ahu 4- Supply Fan 4B Vfd | 13000 | 167466887.5 | 13000 | 167466887.5 | Anchorage | 17-I
| University of Alaska Anchorage | Engineering and Industry Building | Replace Ahu-1 Vfd | 13000 | 167479887.5 | 13000 | 167479887.5 | Anchorage | 17-I
| University of Alaska Anchorage | Engineering and Industry Building | Replace Ahu-2 Vfd | 13000 | 167492887.5 | 13000 | 167492887.5 | Anchorage | 17-I
| University of Alaska Anchorage | Engineering and Industry Building | Replace Ahu-3 Vfd | 13000 | 167505887.5 | 13000 | 167505887.5 | Anchorage | 17-I
| University of Alaska Anchorage | Engineering and Industry Building | Replace Air Compressor Ac-1 | 16000 | 167521887.5 | 16000 | 167521887.5 | Anchorage | 17-I
| University of Alaska Anchorage | Engineering and Industry Building | Replace Air Compressor Ac-2 | 16000 | 167537887.5 | 16000 | 167537887.5 | Anchorage | 17-I
| University of Alaska Anchorage | Engineering and Industry Building | Replace Air Cooled Condenser Acu-1 | 2000 | 167539887.5 | 2000 | 167539887.5 | Anchorage | 17-I
| University of Alaska Anchorage | Engineering and Industry Building | Replace Air Cooled Condenser Acu-2 | 2000 | 167541887.5 | 2000 | 167541887.5 | Anchorage | 17-I
| University of Alaska Anchorage | Engineering and Industry Building | Replace Air Cooled Condenser Acu-3 | 2000 | 167543887.5 | 2000 | 167543887.5 | Anchorage | 17-I
| University of Alaska Anchorage | Engineering and Industry Building | Replace Air Cooled Condenser Acu-4 | 2000 | 167545887.5 | 2000 | 167545887.5 | Anchorage | 17-I
| University of Alaska Anchorage | Engineering and Industry Building | Replace Compressed Air Dryer Cad-1 | 16000 | 167561887.5 | 16000 | 167561887.5 | Anchorage | 17-I
| University of Alaska Anchorage | Engineering and Industry Building | Replace Compressed Air Tank Cat-1 | 16000 | 167577887.5 | 16000 | 167577887.5 | Anchorage | 17-I
| University of Alaska Anchorage | Engineering and Industry Building | Replace Compressed Air Tank Cat-2 | 16000 | 167593887.5 | 16000 | 167593887.5 | Anchorage | 17-I
| University of Alaska Anchorage | Engineering and Industry Building | Replace Dry Cooler Dc-1 | 39000 | 167632887.5 | 39000 | 167632887.5 | Anchorage | 17-I
| University of Alaska Anchorage | Engineering and Industry Building | Replace Fume Hood Exhaust Fan Ef-1 Caution: Hydrofluoric Acid Fume Hood- Contact Kim Riggs 6-5476 Or Tim Kirk 6-1981. | 50000 | 167682887.5 | 50000 | 167682887.5 | Anchorage | 17-I
| University of Alaska Anchorage | Engineering and Industry Building | Replace Pump C10 Vfd | 13000 | 167695887.5 | 13000 | 167695887.5 | Anchorage | 17-I
| University of Alaska Anchorage | Engineering and Industry Building | Replace Pump C7 Vfd | 13000 | 167708887.5 | 13000 | 167708887.5 | Anchorage | 17-I
| University of Alaska Anchorage | Engineering and Industry Building | Replace Pump C8 Vfd | 13000 | 167721887.5 | 13000 | 167721887.5 | Anchorage | 17-I
| University of Alaska Anchorage | Engineering and Industry Building | Replace Pump C9 Vfd | 13000 | 167734887.5 | 13000 | 167734887.5 | Anchorage | 17-I
| University of Alaska Anchorage | Engineering and Industry Building | Replace Pump H1 Vfd | 13000 | 167747887.5 | 13000 | 167747887.5 | Anchorage | 17-I
| University of Alaska Anchorage | Engineering and Industry Building | Replace Pump H2 Vfd | 13000 | 167760887.5 | 13000 | 167760887.5 | Anchorage | 17-I
| University of Alaska Anchorage | Engineering and Industry Building | Replace Pump H3 Vfd | 13000 | 167773887.5 | 13000 | 167773887.5 | Anchorage | 17-I
| University of Alaska Anchorage | Engineering and Industry Building | Replace Pump H4 Vfd | 13000 | 167786887.5 | 13000 | 167786887.5 | Anchorage | 17-I
| University of Alaska Anchorage | Engineering and Industry Building | Replace Pump H5 Vfd | 13000 | 167799887.5 | 13000 | 167799887.5 | Anchorage | 17-I
| University of Alaska Anchorage | Engineering and Industry Building | Replace Pump H6 Vfd | 13000 | 167812887.5 | 13000 | 167812887.5 | Anchorage | 17-I
| University of Alaska Anchorage | Engineering and Industry Building | Replace Pump H7 Vfd | 13000 | 167825887.5 | 13000 | 167825887.5 | Anchorage | 17-I
| University of Alaska Anchorage | Engineering and Industry Building | Replace Pump H8 Vfd | 13000 | 167838887.5 | 13000 | 167838887.5 | Anchorage | 17-I
| University of Alaska Anchorage | Engineering and Industry Building | Replace Relief Fan Rf-1 | 125000 | 167963887.5 | 125000 | 167963887.5 | Anchorage | 17-I
| University of Alaska Anchorage | Engineering and Industry Building | Replace Relief Fan Rf-1 Vfd | 13000 | 167976887.5 | 13000 | 167976887.5 | Anchorage | 17-I
| University of Alaska Anchorage | Engineering and Industry Building | Replace Relief Fan Rf-2 | 125000 | 168101887.5 | 125000 | 168101887.5 | Anchorage | 17-I
| University of Alaska Anchorage | Engineering and Industry Building | Replace Relief Fan Rf-2 Vfd | 13000 | 168114887.5 | 13000 | 168114887.5 | Anchorage | 17-I
| University of Alaska Anchorage | Engineering and Industry Building | Replace Relief Fan Rf-3 | 125000 | 168239887.5 | 125000 | 168239887.5 | Anchorage | 17-I
| University of Alaska Anchorage | Engineering and Industry Building | Replace Relief Fan Rf-3 Vfd | 13000 | 168252887.5 | 13000 | 168252887.5 | Anchorage | 17-I
| University of Alaska Anchorage | Engineering and Industry Building | Replace Reverse Osmosis Water Filter | 25000 | 168277887.5 | 25000 | 168277887.5 | Anchorage | 17-I
| University of Alaska Anchorage | Engineering and Industry Building | Replace Specialty Equipment Lab Use (Eye Wash/ Showers) | 20000 | 168297887.5 | 20000 | 168297887.5 | Anchorage | 17-I
| University of Alaska Anchorage | Engineering and Industry Building | Replace Transfer Fan Tf-1 | 125000 | 168422887.5 | 125000 | 168422887.5 | Anchorage | 17-I
| University of Alaska Anchorage | Engineering and Industry Building | Replace Transfer Fan Tf-2 | 125000 | 168547887.5 | 125000 | 168547887.5 | Anchorage | 17-I
| University of Alaska Anchorage | Engineering and Industry Building | Replace Ventilation Fume Hoods - Lab | 156000 | 168703887.5 | 156000 | 168703887.5 | Anchorage | 17-I
| University of Alaska Anchorage | Engineering and Industry Building | Replace Water Heater Wh-1 | 25000 | 168728887.5 | 25000 | 168728887.5 | Anchorage | 17-I
| University of Alaska Anchorage | Engineering and Industry Building | Replace Water Heater Wh-2 | 25000 | 168753887.5 | 25000 | 168753887.5 | Anchorage | 17-I
| University of Alaska Anchorage | Engineering Parking Garage | Mechanical Chiller - Centrifugal | 5000 | 168758887.5 | 5000 | 168758887.5 | Anchorage | 17-I
| University of Alaska Anchorage | Engineering Parking Garage | Mechanical Chiller - DX or Split System | 6000 | 168764887.5 | 6000 | 168764887.5 | Anchorage | 17-I
| University of Alaska Anchorage | Engineering Temporary Building 1 | Interior Wall Painting | 5000 | 168769887.5 | 5000 | 168769887.5 | Anchorage | 17-I
| University of Alaska Anchorage | Engineering Temporary Building 1 | Replace 5/8 in. drywall | 41000 | 168810887.5 | 41000 | 168810887.5 | Anchorage | 17-I
| University of Alaska Anchorage | Engineering Temporary Building 1 | Replace circuit breaker molded case, 480 V, 3 pole circuit breaker | 3000 | 168813887.5 | 3000 | 168813887.5 | Anchorage | 17-I
| University of Alaska Anchorage | Engineering Temporary Building 1 | Replace fluorescent fixture, lay-in, recess mtd, 2' x 4', two 40 W | 9000 | 168822887.5 | 9000 | 168822887.5 | Anchorage | 17-I
| University of Alaska Anchorage | Engineering Temporary Building 1 | Replace gypsum board ceiling, up to 12' high | 13000 | 168835887.5 | 13000 | 168835887.5 | Anchorage | 17-I
| University of Alaska Anchorage | Engineering Temporary Building 1 | Replace metal stairs | 1000 | 168836887.5 | 1000 | 168836887.5 | Anchorage | 17-I
| University of Alaska Anchorage | Engineering Temporary Building 1 | Replace unfinished concrete floor | 5000 | 168841887.5 | 5000 | 168841887.5 | Anchorage | 17-I
| University of Alaska Anchorage | Engineering Temporary Building 1 | Replace vinyl sheet flooring | 4000 | 168845887.5 | 4000 | 168845887.5 | Anchorage | 17-I
| University of Alaska Anchorage | Enrollment Services Center | Install DX Cooling | 3000 | 168848887.5 | 3000 | 168848887.5 | Anchorage | 17-I
| University of Alaska Anchorage | Enrollment Services Center | Recable Basement | 60000 | 168908887.5 | 60000 | 168908887.5 | Anchorage | 17-I
| University of Alaska Anchorage | Enrollment Services Center | Recaulking Building Exteriors | 27000 | 168935887.5 | 27000 | 168935887.5 | Anchorage | 17-I
| University of Alaska Anchorage | Enrollment Services Center | Replace 6 Roll Up Steel Doors | 126000 | 169061887.5 | 126000 | 169061887.5 | Anchorage | 17-I
| University of Alaska Anchorage | Enrollment Services Center | Replace Ada Accessible Door | 5000 | 169066887.5 | 5000 | 169066887.5 | Anchorage | 17-I
| University of Alaska Anchorage | Enrollment Services Center | Replace Ahu 01 | 778000 | 169844887.5 | 778000 | 169844887.5 | Anchorage | 17-I
| University of Alaska Anchorage | Enrollment Services Center | Replace Air Handler | 778000 | 170622887.5 | 778000 | 170622887.5 | Anchorage | 17-I
| University of Alaska Anchorage | Enrollment Services Center | Replace Arcade Fan Coil Unit Af-1 | 5000 | 170627887.5 | 5000 | 170627887.5 | Anchorage | 17-I
| University of Alaska Anchorage | Enrollment Services Center | Replace Arcade Fan Coil Unit Af-2 | 5000 | 170632887.5 | 5000 | 170632887.5 | Anchorage | 17-I
| University of Alaska Anchorage | Enrollment Services Center | Replace Bathroom Renovations Small Bath - 1 to 3 units no Shower | 88000 | 170720887.5 | 88000 | 170720887.5 | Anchorage | 17-I
| University of Alaska Anchorage | Enrollment Services Center | Replace Bkst Annual Roof Pm (Bur Ballasted) | 674000 | 171394887.5 | 674000 | 171394887.5 | Anchorage | 17-I
| University of Alaska Anchorage | Enrollment Services Center | Replace Boiler 1 Alaska State Id# 845514Ak | 574000 | 171968887.5 | 574000 | 171968887.5 | Anchorage | 17-I
| University of Alaska Anchorage | Enrollment Services Center | Replace Boiler 2 Alaska State Id# 845513Ak | 574000 | 172542887.5 | 574000 | 172542887.5 | Anchorage | 17-I
| University of Alaska Anchorage | Enrollment Services Center | Replace Building Distribution Building Wiring | 144000 | 172686887.5 | 144000 | 172686887.5 | Anchorage | 17-I
| University of Alaska Anchorage | Enrollment Services Center | Replace Building Distribution Circuit Breaker Panels | 86000 | 172772887.5 | 86000 | 172772887.5 | Anchorage | 17-I
| University of Alaska Anchorage | Enrollment Services Center | Replace Building Distribution Emergency Circuit Wiring | 179000 | 172951887.5 | 179000 | 172951887.5 | Anchorage | 17-I
| University of Alaska Anchorage | Enrollment Services Center | Replace Building Distribution Main Building Panels/Switchgear | 39000 | 172990887.5 | 39000 | 172990887.5 | Anchorage | 17-I
| University of Alaska Anchorage | Enrollment Services Center | Replace Building Distribution Secondary Transformer | 359000 | 173349887.5 | 359000 | 173349887.5 | Anchorage | 17-I
| University of Alaska Anchorage | Enrollment Services Center | Replace Campus Distribution Switches | 625000 | 173974887.5 | 625000 | 173974887.5 | Anchorage | 17-I
| University of Alaska Anchorage | Enrollment Services Center | Replace Control Air Compressor | 16000 | 173990887.5 | 16000 | 173990887.5 | Anchorage | 17-I
| University of Alaska Anchorage | Enrollment Services Center | Replace Elevator Passenger 2500 Lbs Tag 1383 | 500000 | 174490887.5 | 500000 | 174490887.5 | Anchorage | 17-I
| University of Alaska Anchorage | Enrollment Services Center | Replace Entryway Fan Ceiling Mtd | 6000 | 174496887.5 | 6000 | 174496887.5 | Anchorage | 17-I
| University of Alaska Anchorage | Enrollment Services Center | Replace Est3 Fire Alarm Panel Fcp | 133000 | 174629887.5 | 133000 | 174629887.5 | Anchorage | 17-I
| University of Alaska Anchorage | Enrollment Services Center | Replace Exhaust Fan | 12000 | 174641887.5 | 12000 | 174641887.5 | Anchorage | 17-I
| University of Alaska Anchorage | Enrollment Services Center | Replace Exterior Safety/Code Ramps - Asphault | 8000 | 174649887.5 | 8000 | 174649887.5 | Anchorage | 17-I
| University of Alaska Anchorage | Enrollment Services Center | Replace Fan Dx Unit For Comm Room | 39000 | 174688887.5 | 39000 | 174688887.5 | Anchorage | 17-I
| University of Alaska Anchorage | Enrollment Services Center | Replace Fan Terminal Unit 01 | 60000 | 174748887.5 | 60000 | 174748887.5 | Anchorage | 17-I
| University of Alaska Anchorage | Enrollment Services Center | Replace Fan Terminal Unit 02 | 60000 | 174808887.5 | 60000 | 174808887.5 | Anchorage | 17-I
| University of Alaska Anchorage | Enrollment Services Center | Replace Fan Terminal Unit 03 | 60000 | 174868887.5 | 60000 | 174868887.5 | Anchorage | 17-I
| University of Alaska Anchorage | Enrollment Services Center | Replace Fan Terminal Unit 04 | 60000 | 174928887.5 | 60000 | 174928887.5 | Anchorage | 17-I
| University of Alaska Anchorage | Enrollment Services Center | Replace Fan Terminal Unit 05 | 60000 | 174988887.5 | 60000 | 174988887.5 | Anchorage | 17-I
| University of Alaska Anchorage | Enrollment Services Center | Replace Fan Terminal Unit 06 | 60000 | 175048887.5 | 60000 | 175048887.5 | Anchorage | 17-I
| University of Alaska Anchorage | Enrollment Services Center | Replace Fan Terminal Unit 07 | 60000 | 175108887.5 | 60000 | 175108887.5 | Anchorage | 17-I
| University of Alaska Anchorage | Enrollment Services Center | Replace Fan Terminal Unit 08 | 60000 | 175168887.5 | 60000 | 175168887.5 | Anchorage | 17-I
| University of Alaska Anchorage | Enrollment Services Center | Replace Fan Terminal Unit 09 | 60000 | 175228887.5 | 60000 | 175228887.5 | Anchorage | 17-I
| University of Alaska Anchorage | Enrollment Services Center | Replace Fire Alarm Nac Circuit Power Supply | 399000 | 175627887.5 | 399000 | 175627887.5 | Anchorage | 17-I
| University of Alaska Anchorage | Enrollment Services Center | Replace Fire Protection/ Egress Exit Signage | 75000 | 175702887.5 | 75000 | 175702887.5 | Anchorage | 17-I
| University of Alaska Anchorage | Enrollment Services Center | Replace Fixtures & Fittings Faucets & Sinks | 4000 | 175706887.5 | 4000 | 175706887.5 | Anchorage | 17-I
| University of Alaska Anchorage | Enrollment Services Center | Replace Fixtures/Lighting Outlets and Switches | 15000 | 175721887.5 | 15000 | 175721887.5 | Anchorage | 17-I
| University of Alaska Anchorage | Enrollment Services Center | Replace Glycol Piping | 350000 | 176071887.5 | 350000 | 176071887.5 | Anchorage | 17-I
| University of Alaska Anchorage | Enrollment Services Center | Replace Glycol System Pump 1 | 8000 | 176079887.5 | 8000 | 176079887.5 | Anchorage | 17-I
| University of Alaska Anchorage | Enrollment Services Center | Replace Glycol System Pump 2 | 8000 | 176087887.5 | 8000 | 176087887.5 | Anchorage | 17-I
| University of Alaska Anchorage | Enrollment Services Center | Replace Gutters & Leaders Leaders- Interior | 1000 | 176088887.5 | 1000 | 176088887.5 | Anchorage | 17-I
| University of Alaska Anchorage | Enrollment Services Center | Replace Large Section of Skylights | 80000 | 176168887.5 | 80000 | 176168887.5 | Anchorage | 17-I
| University of Alaska Anchorage | Enrollment Services Center | Replace Liebert A/C Unit | 5000 | 176173887.5 | 5000 | 176173887.5 | Anchorage | 17-I
| University of Alaska Anchorage | Enrollment Services Center | Replace Openings Exterior Doors | 78000 | 176251887.5 | 78000 | 176251887.5 | Anchorage | 17-I
| University of Alaska Anchorage | Enrollment Services Center | Replace Openings Windows - Medium | 1200000 | 177451887.5 | 1200000 | 177451887.5 | Anchorage | 17-I
| University of Alaska Anchorage | Enrollment Services Center | Replace Sales Flr Perim Fan F3 | 5000 | 177456887.5 | 5000 | 177456887.5 | Anchorage | 17-I
| University of Alaska Anchorage | Enrollment Services Center | Replace Sealant around Concrete | 90000 | 177546887.5 | 90000 | 177546887.5 | Anchorage | 17-I
| University of Alaska Anchorage | Enrollment Services Center | Replace Secondary Service Motor Control Center | 125000 | 177671887.5 | 125000 | 177671887.5 | Anchorage | 17-I
| University of Alaska Anchorage | Enrollment Services Center | Replace Supply Piping Building Distribution | 837000 | 178508887.5 | 837000 | 178508887.5 | Anchorage | 17-I
| University of Alaska Anchorage | Enrollment Services Center | Replace Transfer Fan F2 | 125000 | 178633887.5 | 125000 | 178633887.5 | Anchorage | 17-I
| University of Alaska Anchorage | Enrollment Services Center | Replace Warehouse Fan F4 | 5000 | 178638887.5 | 5000 | 178638887.5 | Anchorage | 17-I
| University of Alaska Anchorage | Enrollment Services Center | Replace Waste Piping Drainage Piping & Drains | 598000 | 179236887.5 | 598000 | 179236887.5 | Anchorage | 17-I
| University of Alaska Anchorage | Enrollment Services Center | Upgrade to full electronic DDC - Hybrid system currently in place | 37000 | 179273887.5 | 37000 | 179273887.5 | Anchorage | 17-I
| University of Alaska Anchorage | Fine Arts Building | 1 ea. UPS and related electrical work. | 30000 | 179303887.5 | 30000 | 179303887.5 | Anchorage | 17-I
| University of Alaska Anchorage | Fine Arts Building | 5 ea. 9348 Switches | 40000 | 179343887.5 | 40000 | 179343887.5 | Anchorage | 17-I
| University of Alaska Anchorage | Fine Arts Building | Install Occupancy Sensors for Lighting | 41000 | 179384887.5 | 41000 | 179384887.5 | Anchorage | 17-I
| University of Alaska Anchorage | Fine Arts Building | Raplace Photo Lab, Ceramics, Painting Sinks | 80000 | 179464887.5 | 80000 | 179464887.5 | Anchorage | 17-I
| University of Alaska Anchorage | Fine Arts Building | Recable Building | 200000 | 179664887.5 | 200000 | 179664887.5 | Anchorage | 17-I
| University of Alaska Anchorage | Fine Arts Building | Recaulking Building Exteriors | 6000 | 179670887.5 | 6000 | 179670887.5 | Anchorage | 17-I
| University of Alaska Anchorage | Fine Arts Building | Repaint Trim | 651000 | 180321887.5 | 651000 | 180321887.5 | Anchorage | 17-I
| University of Alaska Anchorage | Fine Arts Building | Replace 1Rst Floor North Fire Alarm Nac Circuit Power Supply | 399000 | 180720887.5 | 399000 | 180720887.5 | Anchorage | 17-I
| University of Alaska Anchorage | Fine Arts Building | Replace 1Rst Floor South Fire Alarm Nac Circuit Power Supply | 133000 | 180853887.5 | 133000 | 180853887.5 | Anchorage | 17-I
| University of Alaska Anchorage | Fine Arts Building | Replace 1Rst Floor South Fire Alarm Nac Ciruit Power Supply | 133000 | 180986887.5 | 133000 | 180986887.5 | Anchorage | 17-I
| University of Alaska Anchorage | Fine Arts Building | Replace 2Nd Floor North Fire Alarm Nac Circuit Power Supply | 266000 | 181252887.5 | 266000 | 181252887.5 | Anchorage | 17-I
| University of Alaska Anchorage | Fine Arts Building | Replace 3Rd Floor North Fire Alarm Nac Circuit Power Supply | 133000 | 181385887.5 | 133000 | 181385887.5 | Anchorage | 17-I
| University of Alaska Anchorage | Fine Arts Building | Replace 3Rd Floor South Fire Alarm Nac Circuit Power Supply | 266000 | 181651887.5 | 266000 | 181651887.5 | Anchorage | 17-I
| University of Alaska Anchorage | Fine Arts Building | Replace 500 Gallon Diesel Above Ground Emergency Generator Fuel Tank | 16000 | 181667887.5 | 16000 | 181667887.5 | Anchorage | 17-I
| University of Alaska Anchorage | Fine Arts Building | Replace Ada Accessible Door | 20000 | 181687887.5 | 20000 | 181687887.5 | Anchorage | 17-I
| University of Alaska Anchorage | Fine Arts Building | Replace Ahu F1 Return Mix Fan | 250000 | 181937887.5 | 250000 | 181937887.5 | Anchorage | 17-I
| University of Alaska Anchorage | Fine Arts Building | Replace Ahu F7 Mixing Fan A | 125000 | 182062887.5 | 125000 | 182062887.5 | Anchorage | 17-I
| University of Alaska Anchorage | Fine Arts Building | Replace Ahu F7 Return Mix Fan | 250000 | 182312887.5 | 250000 | 182312887.5 | Anchorage | 17-I
| University of Alaska Anchorage | Fine Arts Building | Replace Air Handler | 2117000 | 184429887.5 | 2117000 | 184429887.5 | Anchorage | 17-I
| University of Alaska Anchorage | Fine Arts Building | Replace Arts Annual Roof Pm (Bur Ballasted) | 16000 | 184445887.5 | 16000 | 184445887.5 | Anchorage | 17-I
| University of Alaska Anchorage | Fine Arts Building | Replace Bathroom Renovations Med Bath - 4 to 5 units no Shower | 313000 | 184758887.5 | 313000 | 184758887.5 | Anchorage | 17-I
| University of Alaska Anchorage | Fine Arts Building | Replace Bathroom Renovations Small Bath - 1 to 3 units no Shower | 88000 | 184846887.5 | 88000 | 184846887.5 | Anchorage | 17-I
| University of Alaska Anchorage | Fine Arts Building | Replace Bathroom Renovations Small Bath - 1 to 3 units with Shower | 78000 | 184924887.5 | 78000 | 184924887.5 | Anchorage | 17-I
| University of Alaska Anchorage | Fine Arts Building | Replace Boiler Hydronic Glycol Boiler Room Alaska State Id # 871173Ak | 750000 | 185674887.5 | 750000 | 185674887.5 | Anchorage | 17-I
| University of Alaska Anchorage | Fine Arts Building | Replace Boiler Hydronic Glycol Boiler Room Alaska State Id # 871174Ak | 750000 | 186424887.5 | 750000 | 186424887.5 | Anchorage | 17-I
| University of Alaska Anchorage | Fine Arts Building | Replace Building Distribution Automatic Transfer Switch | 25000 | 186449887.5 | 25000 | 186449887.5 | Anchorage | 17-I
| University of Alaska Anchorage | Fine Arts Building | Replace Building Distribution Building Wiring | 1952000 | 188401887.5 | 1952000 | 188401887.5 | Anchorage | 17-I
| University of Alaska Anchorage | Fine Arts Building | Replace Building Distribution Circuit Breaker Panels | 293000 | 188694887.5 | 293000 | 188694887.5 | Anchorage | 17-I
| University of Alaska Anchorage | Fine Arts Building | Replace Building Distribution Emergency Circuit Wiring | 488000 | 189182887.5 | 488000 | 189182887.5 | Anchorage | 17-I
| University of Alaska Anchorage | Fine Arts Building | Replace Building Distribution Main Building Panels/Switchgear | 78000 | 189260887.5 | 78000 | 189260887.5 | Anchorage | 17-I
| University of Alaska Anchorage | Fine Arts Building | Replace Building Distribution Secondary Transformer | 976000 | 190236887.5 | 976000 | 190236887.5 | Anchorage | 17-I
| University of Alaska Anchorage | Fine Arts Building | Replace Camera Room Exhaust Fan | 5000 | 190241887.5 | 5000 | 190241887.5 | Anchorage | 17-I
| University of Alaska Anchorage | Fine Arts Building | Replace Ceilings Drop Ceiling Replacement | 520000 | 190761887.5 | 520000 | 190761887.5 | Anchorage | 17-I
| University of Alaska Anchorage | Fine Arts Building | Replace Ceilings Fixed Ceiling Replacement | 1171000 | 191932887.5 | 1171000 | 191932887.5 | Anchorage | 17-I
| University of Alaska Anchorage | Fine Arts Building | Replace Ceramics Kiln Exhaust Fan Low Roof Area A Hazard From Dust- Wear N95 Respirator | 10000 | 191942887.5 | 10000 | 191942887.5 | Anchorage | 17-I
| University of Alaska Anchorage | Fine Arts Building | Replace Control Air Compressor Above Generator | 16000 | 191958887.5 | 16000 | 191958887.5 | Anchorage | 17-I
| University of Alaska Anchorage | Fine Arts Building | Replace Dcw Pump 5 | 8000 | 191966887.5 | 8000 | 191966887.5 | Anchorage | 17-I
| University of Alaska Anchorage | Fine Arts Building | Replace Dcw Pump 6 | 8000 | 191974887.5 | 8000 | 191974887.5 | Anchorage | 17-I
| University of Alaska Anchorage | Fine Arts Building | Replace Dhw Pump 7 | 8000 | 191982887.5 | 8000 | 191982887.5 | Anchorage | 17-I
| University of Alaska Anchorage | Fine Arts Building | Replace Dom Hw Traingle Tube Heat Exchanger | 23000 | 192005887.5 | 23000 | 192005887.5 | Anchorage | 17-I
| University of Alaska Anchorage | Fine Arts Building | Replace Dom Hw Triangle Tube Heat Exhanger | 23000 | 192028887.5 | 23000 | 192028887.5 | Anchorage | 17-I
| University of Alaska Anchorage | Fine Arts Building | Replace Drawing Room 101 Exhaust Fan High Roof Area A | 10000 | 192038887.5 | 10000 | 192038887.5 | Anchorage | 17-I
| University of Alaska Anchorage | Fine Arts Building | Replace Electrical Room 111 Exhaust Fan | 5000 | 192043887.5 | 5000 | 192043887.5 | Anchorage | 17-I
| University of Alaska Anchorage | Fine Arts Building | Replace Elevator Freight 6000 Lbs | 500000 | 192543887.5 | 500000 | 192543887.5 | Anchorage | 17-I
| University of Alaska Anchorage | Fine Arts Building | Replace Elevator Passenger 2500 Lbs | 650000 | 193193887.5 | 650000 | 193193887.5 | Anchorage | 17-I
| University of Alaska Anchorage | Fine Arts Building | Replace Entry Way Heater By Rm 106B | 6000 | 193199887.5 | 6000 | 193199887.5 | Anchorage | 17-I
| University of Alaska Anchorage | Fine Arts Building | Replace Entry Way Heater By Rm 129 | 6000 | 193205887.5 | 6000 | 193205887.5 | Anchorage | 17-I
| University of Alaska Anchorage | Fine Arts Building | Replace Equipment Room 202 Exhaust Fan | 5000 | 193210887.5 | 5000 | 193210887.5 | Anchorage | 17-I
| University of Alaska Anchorage | Fine Arts Building | Replace Exhaust Fan | 275000 | 193485887.5 | 275000 | 193485887.5 | Anchorage | 17-I
| University of Alaska Anchorage | Fine Arts Building | Replace Exhaust Fan 57 | 5000 | 193490887.5 | 5000 | 193490887.5 | Anchorage | 17-I
| University of Alaska Anchorage | Fine Arts Building | Replace Exhaust Fan 58 | 5000 | 193495887.5 | 5000 | 193495887.5 | Anchorage | 17-I
| University of Alaska Anchorage | Fine Arts Building | Replace Exhaust Fan 59 | 5000 | 193500887.5 | 5000 | 193500887.5 | Anchorage | 17-I
| University of Alaska Anchorage | Fine Arts Building | Replace Exhaust Fan F-27 | 5000 | 193505887.5 | 5000 | 193505887.5 | Anchorage | 17-I
| University of Alaska Anchorage | Fine Arts Building | Replace Exhaust Fan F-60 | 5000 | 193510887.5 | 5000 | 193510887.5 | Anchorage | 17-I
| University of Alaska Anchorage | Fine Arts Building | Replace Exhaust Fan F-61 | 5000 | 193515887.5 | 5000 | 193515887.5 | Anchorage | 17-I
| University of Alaska Anchorage | Fine Arts Building | Replace Exhaust Fan F-62 | 5000 | 193520887.5 | 5000 | 193520887.5 | Anchorage | 17-I
| University of Alaska Anchorage | Fine Arts Building | Replace F7 Ftu 257 | 125000 | 193645887.5 | 125000 | 193645887.5 | Anchorage | 17-I
| University of Alaska Anchorage | Fine Arts Building | Replace F7 Ftu 271 | 125000 | 193770887.5 | 125000 | 193770887.5 | Anchorage | 17-I
| University of Alaska Anchorage | Fine Arts Building | Replace F7 Ftu 273 | 125000 | 193895887.5 | 125000 | 193895887.5 | Anchorage | 17-I
| University of Alaska Anchorage | Fine Arts Building | Replace F7 Ftu 276 | 125000 | 194020887.5 | 125000 | 194020887.5 | Anchorage | 17-I
| University of Alaska Anchorage | Fine Arts Building | Replace Fan Ahu1 Variable Speed Drive | 13000 | 194033887.5 | 13000 | 194033887.5 | Anchorage | 17-I
| University of Alaska Anchorage | Fine Arts Building | Replace Fan Ahu7 Variable Speed Drive | 13000 | 194046887.5 | 13000 | 194046887.5 | Anchorage | 17-I
| University of Alaska Anchorage | Fine Arts Building | Replace Fan Dx Unit For Comm Room | 39000 | 194085887.5 | 39000 | 194085887.5 | Anchorage | 17-I
| University of Alaska Anchorage | Fine Arts Building | Replace Filtration Fan 01 | 125000 | 194210887.5 | 125000 | 194210887.5 | Anchorage | 17-I
| University of Alaska Anchorage | Fine Arts Building | Replace Filtration Fan 02 | 125000 | 194335887.5 | 125000 | 194335887.5 | Anchorage | 17-I
| University of Alaska Anchorage | Fine Arts Building | Replace Filtration Fan 03 | 125000 | 194460887.5 | 125000 | 194460887.5 | Anchorage | 17-I
| University of Alaska Anchorage | Fine Arts Building | Replace Filtration Fan 04 | 125000 | 194585887.5 | 125000 | 194585887.5 | Anchorage | 17-I
| University of Alaska Anchorage | Fine Arts Building | Replace Filtration Fan 05 | 125000 | 194710887.5 | 125000 | 194710887.5 | Anchorage | 17-I
| University of Alaska Anchorage | Fine Arts Building | Replace Filtration Fan 06 | 125000 | 194835887.5 | 125000 | 194835887.5 | Anchorage | 17-I
| University of Alaska Anchorage | Fine Arts Building | Replace Filtration Fan 07 | 125000 | 194960887.5 | 125000 | 194960887.5 | Anchorage | 17-I
| University of Alaska Anchorage | Fine Arts Building | Replace Fire Curtain in Main Theater | 40000 | 195000887.5 | 40000 | 195000887.5 | Anchorage | 17-I
| University of Alaska Anchorage | Fine Arts Building | Replace Fire Protection/ Egress Exit Signage | 203000 | 195203887.5 | 203000 | 195203887.5 | Anchorage | 17-I
| University of Alaska Anchorage | Fine Arts Building | Replace Fixtures/Lighting Indoor Lighting | 1041000 | 196244887.5 | 1041000 | 196244887.5 | Anchorage | 17-I
| University of Alaska Anchorage | Fine Arts Building | Replace Fixtures/Lighting Outlets and Switches | 152000 | 196396887.5 | 152000 | 196396887.5 | Anchorage | 17-I
| University of Alaska Anchorage | Fine Arts Building | Replace Floors Carpet | 1093000 | 197489887.5 | 1093000 | 197489887.5 | Anchorage | 17-I
| University of Alaska Anchorage | Fine Arts Building | Replace Floors Tile | 125000 | 197614887.5 | 125000 | 197614887.5 | Anchorage | 17-I
| University of Alaska Anchorage | Fine Arts Building | Replace Floors Vinyl | 42000 | 197656887.5 | 42000 | 197656887.5 | Anchorage | 17-I
| University of Alaska Anchorage | Fine Arts Building | Replace Forced Air Heater Ah1 | 5000 | 197661887.5 | 5000 | 197661887.5 | Anchorage | 17-I
| University of Alaska Anchorage | Fine Arts Building | Replace Forced Air Heater Ah2 | 5000 | 197666887.5 | 5000 | 197666887.5 | Anchorage | 17-I
| University of Alaska Anchorage | Fine Arts Building | Replace Freight Elevator Machine Room Exhaust Fan | 5000 | 197671887.5 | 5000 | 197671887.5 | Anchorage | 17-I
| University of Alaska Anchorage | Fine Arts Building | Replace Generation Emergency/ Backup Generation | 81000 | 197752887.5 | 81000 | 197752887.5 | Anchorage | 17-I
| University of Alaska Anchorage | Fine Arts Building | Replace Glycol Coil Pump 3 | 8000 | 197760887.5 | 8000 | 197760887.5 | Anchorage | 17-I
| University of Alaska Anchorage | Fine Arts Building | Replace Glycol Coil Pump 4 | 8000 | 197768887.5 | 8000 | 197768887.5 | Anchorage | 17-I
| University of Alaska Anchorage | Fine Arts Building | Replace Glycol Piping | 4000000 | 201768887.5 | 4000000 | 201768887.5 | Anchorage | 17-I
| University of Alaska Anchorage | Fine Arts Building | Replace Glycol Rad Pump 1 | 8000 | 201776887.5 | 8000 | 201776887.5 | Anchorage | 17-I
| University of Alaska Anchorage | Fine Arts Building | Replace Glycol Rad Pump 2 | 8000 | 201784887.5 | 8000 | 201784887.5 | Anchorage | 17-I
| University of Alaska Anchorage | Fine Arts Building | Replace Gutters & Leaders Leaders- Interior Qty 30 | 2000 | 201786887.5 | 2000 | 201786887.5 | Anchorage | 17-I
| University of Alaska Anchorage | Fine Arts Building | Replace Interior Doors & Doorways | 1225000 | 203011887.5 | 1225000 | 203011887.5 | Anchorage | 17-I
| University of Alaska Anchorage | Fine Arts Building | Replace Loading Dock Overhead Door | 25000 | 203036887.5 | 25000 | 203036887.5 | Anchorage | 17-I
| University of Alaska Anchorage | Fine Arts Building | Replace Loading Dock Overhead Door Entryway Heater | 6000 | 203042887.5 | 6000 | 203042887.5 | Anchorage | 17-I
| University of Alaska Anchorage | Fine Arts Building | Replace Main Entry Heater N | 6000 | 203048887.5 | 6000 | 203048887.5 | Anchorage | 17-I
| University of Alaska Anchorage | Fine Arts Building | Replace Main Entry Heater S | 6000 | 203054887.5 | 6000 | 203054887.5 | Anchorage | 17-I
| University of Alaska Anchorage | Fine Arts Building | Replace Makeup Pump 5 | 8000 | 203062887.5 | 8000 | 203062887.5 | Anchorage | 17-I
| University of Alaska Anchorage | Fine Arts Building | Replace Mau F43 | 78000 | 203140887.5 | 78000 | 203140887.5 | Anchorage | 17-I
| University of Alaska Anchorage | Fine Arts Building | Replace Nw Entry Heater | 6000 | 203146887.5 | 6000 | 203146887.5 | Anchorage | 17-I
| University of Alaska Anchorage | Fine Arts Building | Replace Openings Exterior Doors | 250000 | 203396887.5 | 250000 | 203396887.5 | Anchorage | 17-I
| University of Alaska Anchorage | Fine Arts Building | Replace Openings Windows - Medium | 525000 | 203921887.5 | 525000 | 203921887.5 | Anchorage | 17-I
| University of Alaska Anchorage | Fine Arts Building | Replace Paint Room 102 Exhaust Fan High Roof Area A | 10000 | 203931887.5 | 10000 | 203931887.5 | Anchorage | 17-I
| University of Alaska Anchorage | Fine Arts Building | Replace Photo Lab Exhaust Fan High Roof Area A | 5000 | 203936887.5 | 5000 | 203936887.5 | Anchorage | 17-I
| University of Alaska Anchorage | Fine Arts Building | Replace Piping | 1952000 | 205888887.5 | 1952000 | 205888887.5 | Anchorage | 17-I
| University of Alaska Anchorage | Fine Arts Building | Replace Print Shop Exhaust Fan High Roof Area A | 25000 | 205913887.5 | 25000 | 205913887.5 | Anchorage | 17-I
| University of Alaska Anchorage | Fine Arts Building | Replace Print Shop Exhuast Fan High Roof Area A | 5000 | 205918887.5 | 5000 | 205918887.5 | Anchorage | 17-I
| University of Alaska Anchorage | Fine Arts Building | Replace Purafil Fan F11 | 125000 | 206043887.5 | 125000 | 206043887.5 | Anchorage | 17-I
| University of Alaska Anchorage | Fine Arts Building | Replace Purafil Fan F12 | 125000 | 206168887.5 | 125000 | 206168887.5 | Anchorage | 17-I
| University of Alaska Anchorage | Fine Arts Building | Replace Purafil Fan F13 | 125000 | 206293887.5 | 125000 | 206293887.5 | Anchorage | 17-I
| University of Alaska Anchorage | Fine Arts Building | Replace Purafil Fan F14 | 125000 | 206418887.5 | 125000 | 206418887.5 | Anchorage | 17-I
| University of Alaska Anchorage | Fine Arts Building | Replace Relief Fan 4A | 125000 | 206543887.5 | 125000 | 206543887.5 | Anchorage | 17-I
| University of Alaska Anchorage | Fine Arts Building | Replace Relief Fan 4B | 125000 | 206668887.5 | 125000 | 206668887.5 | Anchorage | 17-I
| University of Alaska Anchorage | Fine Arts Building | Replace Return Fan F-28 | 125000 | 206793887.5 | 125000 | 206793887.5 | Anchorage | 17-I
| University of Alaska Anchorage | Fine Arts Building | Replace Return Fan F-35 | 125000 | 206918887.5 | 125000 | 206918887.5 | Anchorage | 17-I
| University of Alaska Anchorage | Fine Arts Building | Replace Return Fan F-37 | 125000 | 207043887.5 | 125000 | 207043887.5 | Anchorage | 17-I
| University of Alaska Anchorage | Fine Arts Building | Replace Rtu Mau-2 | 78000 | 207121887.5 | 78000 | 207121887.5 | Anchorage | 17-I
| University of Alaska Anchorage | Fine Arts Building | Replace Scene Shop Overhead Door | 25000 | 207146887.5 | 25000 | 207146887.5 | Anchorage | 17-I
| University of Alaska Anchorage | Fine Arts Building | Replace Sculpture Lab 112 Exhaust Fan Low Roof Area A | 10000 | 207156887.5 | 10000 | 207156887.5 | Anchorage | 17-I
| University of Alaska Anchorage | Fine Arts Building | Replace Sculpture Rm Overhead Door | 25000 | 207181887.5 | 25000 | 207181887.5 | Anchorage | 17-I
| University of Alaska Anchorage | Fine Arts Building | Replace Secondary Service Motor Control Center | 375000 | 207556887.5 | 375000 | 207556887.5 | Anchorage | 17-I
| University of Alaska Anchorage | Fine Arts Building | Replace Shop Air Compressor | 16000 | 207572887.5 | 16000 | 207572887.5 | Anchorage | 17-I
| University of Alaska Anchorage | Fine Arts Building | Replace Shop Air Compressor Above Generator | 16000 | 207588887.5 | 16000 | 207588887.5 | Anchorage | 17-I
| University of Alaska Anchorage | Fine Arts Building | Replace Siemens Xls Annuciator Panel | 133000 | 207721887.5 | 133000 | 207721887.5 | Anchorage | 17-I
| University of Alaska Anchorage | Fine Arts Building | Replace Siemens Xls Fire Alarm Panel | 133000 | 207854887.5 | 133000 | 207854887.5 | Anchorage | 17-I
| University of Alaska Anchorage | Fine Arts Building | Replace Specialty Equipment Lab Use (Eye Wash/ Showers) | 5000 | 207859887.5 | 5000 | 207859887.5 | Anchorage | 17-I
| University of Alaska Anchorage | Fine Arts Building | Replace Spray Booth Exhaust Fan Low Roof Area A | 5000 | 207864887.5 | 5000 | 207864887.5 | Anchorage | 17-I
| University of Alaska Anchorage | Fine Arts Building | Replace Spray Booth Room 102 Exhaust Fan High Roof Area A | 5000 | 207869887.5 | 5000 | 207869887.5 | Anchorage | 17-I
| University of Alaska Anchorage | Fine Arts Building | Replace Strand Lighting System | 350000 | 208219887.5 | 350000 | 208219887.5 | Anchorage | 17-I
| University of Alaska Anchorage | Fine Arts Building | Replace Structural Exterior Stairs | 2000 | 208221887.5 | 2000 | 208221887.5 | Anchorage | 17-I
| University of Alaska Anchorage | Fine Arts Building | Replace Structural Siding | 122000 | 208343887.5 | 122000 | 208343887.5 | Anchorage | 17-I
| University of Alaska Anchorage | Fine Arts Building | Replace Supply Fan F-26 | 125000 | 208468887.5 | 125000 | 208468887.5 | Anchorage | 17-I
| University of Alaska Anchorage | Fine Arts Building | Replace Supply Piping Building Distribution | 2277000 | 210745887.5 | 2277000 | 210745887.5 | Anchorage | 17-I
| University of Alaska Anchorage | Fine Arts Building | Replace Sw Entry Heater | 6000 | 210751887.5 | 6000 | 210751887.5 | Anchorage | 17-I
| University of Alaska Anchorage | Fine Arts Building | Replace Toe Warmer | 15000 | 210766887.5 | 15000 | 210766887.5 | Anchorage | 17-I
| University of Alaska Anchorage | Fine Arts Building | Replace Toilet Exhaust Fan F-6 | 5000 | 210771887.5 | 5000 | 210771887.5 | Anchorage | 17-I
| University of Alaska Anchorage | Fine Arts Building | Replace Toilet Exhaust Fan High Roof Area B | 10000 | 210781887.5 | 10000 | 210781887.5 | Anchorage | 17-I
| University of Alaska Anchorage | Fine Arts Building | Replace Transfer Fan 36 | 125000 | 210906887.5 | 125000 | 210906887.5 | Anchorage | 17-I
| University of Alaska Anchorage | Fine Arts Building | Replace Transfer Fan 38 | 125000 | 211031887.5 | 125000 | 211031887.5 | Anchorage | 17-I
| University of Alaska Anchorage | Fine Arts Building | Replace Transfer Fan 44 | 125000 | 211156887.5 | 125000 | 211156887.5 | Anchorage | 17-I
| University of Alaska Anchorage | Fine Arts Building | Replace Transfer Fan 46 | 125000 | 211281887.5 | 125000 | 211281887.5 | Anchorage | 17-I
| University of Alaska Anchorage | Fine Arts Building | Replace Transfer Fan 47 | 125000 | 211406887.5 | 125000 | 211406887.5 | Anchorage | 17-I
| University of Alaska Anchorage | Fine Arts Building | Replace Transfer Fan 48 | 125000 | 211531887.5 | 125000 | 211531887.5 | Anchorage | 17-I
| University of Alaska Anchorage | Fine Arts Building | Replace Transfer Fan 49 | 125000 | 211656887.5 | 125000 | 211656887.5 | Anchorage | 17-I
| University of Alaska Anchorage | Fine Arts Building | Replace Transfer Fan 5A | 125000 | 211781887.5 | 125000 | 211781887.5 | Anchorage | 17-I
| University of Alaska Anchorage | Fine Arts Building | Replace Transfer Fan 5B | 125000 | 211906887.5 | 125000 | 211906887.5 | Anchorage | 17-I
| University of Alaska Anchorage | Fine Arts Building | Replace Transfer Fan 9A | 125000 | 212031887.5 | 125000 | 212031887.5 | Anchorage | 17-I
| University of Alaska Anchorage | Fine Arts Building | Replace Transfer Fan 9B | 125000 | 212156887.5 | 125000 | 212156887.5 | Anchorage | 17-I
| University of Alaska Anchorage | Fine Arts Building | Replace Walls Painting | 729000 | 212885887.5 | 729000 | 212885887.5 | Anchorage | 17-I
| University of Alaska Anchorage | Fine Arts Building | Replace Waste Piping Drainage Piping & Drains | 1626000 | 214511887.5 | 1626000 | 214511887.5 | Anchorage | 17-I
| University of Alaska Anchorage | Fine Arts Building | Replace West Entry Heater | 6000 | 214517887.5 | 6000 | 214517887.5 | Anchorage | 17-I
| University of Alaska Anchorage | Fine Arts Building | Upgrade to full electronic DDC - Hybrid system currently in place | 105000 | 214622887.5 | 105000 | 214622887.5 | Anchorage | 17-I
| University of Alaska Anchorage | Goose Lake Townhomes | Interior Wall Painting | 50000 | 214672887.5 | 50000 | 214672887.5 | Anchorage | 17-I
| University of Alaska Anchorage | Goose Lake Townhomes | Other - Ext. Shell | 10000 | 214682887.5 | 10000 | 214682887.5 | Anchorage | 17-I
| University of Alaska Anchorage | Goose Lake Townhomes | Replace 2 in. x 2 in. thin set ceramic tile floor | 20000 | 214702887.5 | 20000 | 214702887.5 | Anchorage | 17-I
| University of Alaska Anchorage | Goose Lake Townhomes | Replace 3'-0 by 7'-0 aluminum storefront doors | 16000 | 214718887.5 | 16000 | 214718887.5 | Anchorage | 17-I
| University of Alaska Anchorage | Goose Lake Townhomes | Replace aluminum dounspout | 24000 | 214742887.5 | 24000 | 214742887.5 | Anchorage | 17-I
| University of Alaska Anchorage | Goose Lake Townhomes | Replace aluminum gutter | 2000 | 214744887.5 | 2000 | 214744887.5 | Anchorage | 17-I
| University of Alaska Anchorage | Goose Lake Townhomes | Replace carpet | 69000 | 214813887.5 | 69000 | 214813887.5 | Anchorage | 17-I
| University of Alaska Anchorage | Goose Lake Townhomes | Replace furnace, gas | 32000 | 214845887.5 | 32000 | 214845887.5 | Anchorage | 17-I
| University of Alaska Anchorage | Goose Lake Townhomes | Replace water heater, gas / oil | 16000 | 214861887.5 | 16000 | 214861887.5 | Anchorage | 17-I
| University of Alaska Anchorage | Goose Lake Townhomes | Replace with pex piping | 239000 | 215100887.5 | 239000 | 215100887.5 | Anchorage | 17-I
| University of Alaska Anchorage | Goose Lake Townhomes | Total asphalt shingle roof replacement | 83000 | 215183887.5 | 83000 | 215183887.5 | Anchorage | 17-I
| University of Alaska Anchorage | Gorsuch, Edward Lee Commons | 5 ea. 9348 Switches, 1 ea. 9410 switch, 1 Firewall. 1 UPS | 178000 | 215361887.5 | 178000 | 215361887.5 | Anchorage | 17-I
| University of Alaska Anchorage | Gorsuch, Edward Lee Commons | Reaplce Women's Large Restroom | 78000 | 215439887.5 | 78000 | 215439887.5 | Anchorage | 17-I
| University of Alaska Anchorage | Gorsuch, Edward Lee Commons | Recaulking Building Exteriors | 24000 | 215463887.5 | 24000 | 215463887.5 | Anchorage | 17-I
| University of Alaska Anchorage | Gorsuch, Edward Lee Commons | Replace | 19000 | 215482887.5 | 19000 | 215482887.5 | Anchorage | 17-I
| University of Alaska Anchorage | Gorsuch, Edward Lee Commons | Replace 2 small Restrooms | 44000 | 215526887.5 | 44000 | 215526887.5 | Anchorage | 17-I
| University of Alaska Anchorage | Gorsuch, Edward Lee Commons | Replace ADA Accessible Door 1 | 10000 | 215536887.5 | 10000 | 215536887.5 | Anchorage | 17-I
| University of Alaska Anchorage | Gorsuch, Edward Lee Commons | Replace Air Curtain Heater 36" | 5000 | 215541887.5 | 5000 | 215541887.5 | Anchorage | 17-I
| University of Alaska Anchorage | Gorsuch, Edward Lee Commons | Replace Boiler 1D Alaska #2K8903 | 409000 | 215950887.5 | 409000 | 215950887.5 | Anchorage | 17-I
| University of Alaska Anchorage | Gorsuch, Edward Lee Commons | Replace Boiler 2D Alaska #2K9904 | 409000 | 216359887.5 | 409000 | 216359887.5 | Anchorage | 17-I
| University of Alaska Anchorage | Gorsuch, Edward Lee Commons | Replace Boiler Circ Pump 3D | 8000 | 216367887.5 | 8000 | 216367887.5 | Anchorage | 17-I
| University of Alaska Anchorage | Gorsuch, Edward Lee Commons | Replace Boiler Circ Pump 4D | 8000 | 216375887.5 | 8000 | 216375887.5 | Anchorage | 17-I
| University of Alaska Anchorage | Gorsuch, Edward Lee Commons | Replace Boiler Room Makeup Air Fan Cf 1D | 78000 | 216453887.5 | 78000 | 216453887.5 | Anchorage | 17-I
| University of Alaska Anchorage | Gorsuch, Edward Lee Commons | Replace Building Distribution Circuit Breaker Panels | 77000 | 216530887.5 | 77000 | 216530887.5 | Anchorage | 17-I
| University of Alaska Anchorage | Gorsuch, Edward Lee Commons | Replace Ceilings Drop Ceiling Replacement | 102000 | 216632887.5 | 102000 | 216632887.5 | Anchorage | 17-I
| University of Alaska Anchorage | Gorsuch, Edward Lee Commons | Replace Ceilings Fixed Ceiling Replacement | 358000 | 216990887.5 | 358000 | 216990887.5 | Anchorage | 17-I
| University of Alaska Anchorage | Gorsuch, Edward Lee Commons | Replace Chilled Water Pump 10D | 8000 | 216998887.5 | 8000 | 216998887.5 | Anchorage | 17-I
| University of Alaska Anchorage | Gorsuch, Edward Lee Commons | Replace Chiller | 5000 | 217003887.5 | 5000 | 217003887.5 | Anchorage | 17-I
| University of Alaska Anchorage | Gorsuch, Edward Lee Commons | Replace Comm Room A/C Unit | 78000 | 217081887.5 | 78000 | 217081887.5 | Anchorage | 17-I
| University of Alaska Anchorage | Gorsuch, Edward Lee Commons | Replace Commons Dining Hall Annual Roof Pm (Shingles And Tpo (small)) | 493000 | 217574887.5 | 493000 | 217574887.5 | Anchorage | 17-I
| University of Alaska Anchorage | Gorsuch, Edward Lee Commons | Replace Commons Exit Signs | 53000 | 217627887.5 | 53000 | 217627887.5 | Anchorage | 17-I
| University of Alaska Anchorage | Gorsuch, Edward Lee Commons | Replace DHW Boilers | 107000 | 217734887.5 | 107000 | 217734887.5 | Anchorage | 17-I
| University of Alaska Anchorage | Gorsuch, Edward Lee Commons | Replace Dhw Pump 9D | 8000 | 217742887.5 | 8000 | 217742887.5 | Anchorage | 17-I
| University of Alaska Anchorage | Gorsuch, Edward Lee Commons | Replace Domestic Hot Water Pump 7D | 8000 | 217750887.5 | 8000 | 217750887.5 | Anchorage | 17-I
| University of Alaska Anchorage | Gorsuch, Edward Lee Commons | Replace Est3 Fire Alarm System | 133000 | 217883887.5 | 133000 | 217883887.5 | Anchorage | 17-I
| University of Alaska Anchorage | Gorsuch, Edward Lee Commons | Replace Evo High Efficiency On Demand Water Heater Cascade Lead | 12000 | 217895887.5 | 12000 | 217895887.5 | Anchorage | 17-I
| University of Alaska Anchorage | Gorsuch, Edward Lee Commons | Replace Evo High Efficiency On Demand Water Heater Lag 1 | 12000 | 217907887.5 | 12000 | 217907887.5 | Anchorage | 17-I
| University of Alaska Anchorage | Gorsuch, Edward Lee Commons | Replace Evo High Efficiency On Demand Water Heater Lag 2 | 12000 | 217919887.5 | 12000 | 217919887.5 | Anchorage | 17-I
| University of Alaska Anchorage | Gorsuch, Edward Lee Commons | Replace Evo High Efficiency On Demand Water Heater Lag3 | 12000 | 217931887.5 | 12000 | 217931887.5 | Anchorage | 17-I
| University of Alaska Anchorage | Gorsuch, Edward Lee Commons | Replace Expansion Tank Et-1 | 23000 | 217954887.5 | 23000 | 217954887.5 | Anchorage | 17-I
| University of Alaska Anchorage | Gorsuch, Edward Lee Commons | Replace Expansion Tank Et-2 | 23000 | 217977887.5 | 23000 | 217977887.5 | Anchorage | 17-I
| University of Alaska Anchorage | Gorsuch, Edward Lee Commons | Replace Expansion Tank Et-3D | 23000 | 218000887.5 | 23000 | 218000887.5 | Anchorage | 17-I
| University of Alaska Anchorage | Gorsuch, Edward Lee Commons | Replace Fire Alarm Annunciator Panel | 133000 | 218133887.5 | 133000 | 218133887.5 | Anchorage | 17-I
| University of Alaska Anchorage | Gorsuch, Edward Lee Commons | Replace Fire Protection/ Egress Exit Signage | 53000 | 218186887.5 | 53000 | 218186887.5 | Anchorage | 17-I
| University of Alaska Anchorage | Gorsuch, Edward Lee Commons | Replace Fixtures & Fittings Faucets & Sinks - Kitchen Sinks/Sprayers/Faucets | 52000 | 218238887.5 | 52000 | 218238887.5 | Anchorage | 17-I
| University of Alaska Anchorage | Gorsuch, Edward Lee Commons | Replace Fixtures/Lighting Indoor Lighting | 273000 | 218511887.5 | 273000 | 218511887.5 | Anchorage | 17-I
| University of Alaska Anchorage | Gorsuch, Edward Lee Commons | Replace Fixtures/Lighting Outlets and Switches | 73000 | 218584887.5 | 73000 | 218584887.5 | Anchorage | 17-I
| University of Alaska Anchorage | Gorsuch, Edward Lee Commons | Replace Floors Carpet | 205000 | 218789887.5 | 205000 | 218789887.5 | Anchorage | 17-I
| University of Alaska Anchorage | Gorsuch, Edward Lee Commons | Replace Floors Tile | 65000 | 218854887.5 | 65000 | 218854887.5 | Anchorage | 17-I
| University of Alaska Anchorage | Gorsuch, Edward Lee Commons | Replace Floors Vinyl | 33000 | 218887887.5 | 33000 | 218887887.5 | Anchorage | 17-I
| University of Alaska Anchorage | Gorsuch, Edward Lee Commons | Replace Glycol Fill Tank Gt-1 | 2000 | 218889887.5 | 2000 | 218889887.5 | Anchorage | 17-I
| University of Alaska Anchorage | Gorsuch, Edward Lee Commons | Replace Glycol Fill Tank Gt-3 | 2000 | 218891887.5 | 2000 | 218891887.5 | Anchorage | 17-I
| University of Alaska Anchorage | Gorsuch, Edward Lee Commons | Replace Glycol Makeup Pump 5D | 8000 | 218899887.5 | 8000 | 218899887.5 | Anchorage | 17-I
| University of Alaska Anchorage | Gorsuch, Edward Lee Commons | Replace Glycol Piping | 1750000 | 220649887.5 | 1750000 | 220649887.5 | Anchorage | 17-I
| University of Alaska Anchorage | Gorsuch, Edward Lee Commons | Replace Glycol Pump 1D | 8000 | 220657887.5 | 8000 | 220657887.5 | Anchorage | 17-I
| University of Alaska Anchorage | Gorsuch, Edward Lee Commons | Replace Glycol Pump 2D | 8000 | 220665887.5 | 8000 | 220665887.5 | Anchorage | 17-I
| University of Alaska Anchorage | Gorsuch, Edward Lee Commons | Replace Interior Doors & Doorways | 255000 | 220920887.5 | 255000 | 220920887.5 | Anchorage | 17-I
| University of Alaska Anchorage | Gorsuch, Edward Lee Commons | Replace Kitchen Entryway Heater 3D | 6000 | 220926887.5 | 6000 | 220926887.5 | Anchorage | 17-I
| University of Alaska Anchorage | Gorsuch, Edward Lee Commons | Replace Kitchen Exhaust Fan 1D - Main Hood | 5000 | 220931887.5 | 5000 | 220931887.5 | Anchorage | 17-I
| University of Alaska Anchorage | Gorsuch, Edward Lee Commons | Replace Kitchen Exhaust Fan 2D - Main Hood | 5000 | 220936887.5 | 5000 | 220936887.5 | Anchorage | 17-I
| University of Alaska Anchorage | Gorsuch, Edward Lee Commons | Replace Kitchen Exhaust Fan 3D - Pizza Hood | 5000 | 220941887.5 | 5000 | 220941887.5 | Anchorage | 17-I
| University of Alaska Anchorage | Gorsuch, Edward Lee Commons | Replace Kitchen Exhaust Fan 4D- Wok Hood | 5000 | 220946887.5 | 5000 | 220946887.5 | Anchorage | 17-I
| University of Alaska Anchorage | Gorsuch, Edward Lee Commons | Replace Kitchen Exhaust Fan 5D Bakery | 5000 | 220951887.5 | 5000 | 220951887.5 | Anchorage | 17-I
| University of Alaska Anchorage | Gorsuch, Edward Lee Commons | Replace Kitchen Exhaust Fan 6D- Hamburger Hood | 5000 | 220956887.5 | 5000 | 220956887.5 | Anchorage | 17-I
| University of Alaska Anchorage | Gorsuch, Edward Lee Commons | Replace Men's Large Restroom | 219000 | 221175887.5 | 219000 | 221175887.5 | Anchorage | 17-I
| University of Alaska Anchorage | Gorsuch, Edward Lee Commons | Replace Openings Exterior Doors | 234000 | 221409887.5 | 234000 | 221409887.5 | Anchorage | 17-I
| University of Alaska Anchorage | Gorsuch, Edward Lee Commons | Replace Piping | 512000 | 221921887.5 | 512000 | 221921887.5 | Anchorage | 17-I
| University of Alaska Anchorage | Gorsuch, Edward Lee Commons | Replace Relief Fan Rf-1Da | 125000 | 222046887.5 | 125000 | 222046887.5 | Anchorage | 17-I
| University of Alaska Anchorage | Gorsuch, Edward Lee Commons | Replace Relief Fan Rf-1Db | 125000 | 222171887.5 | 125000 | 222171887.5 | Anchorage | 17-I
| University of Alaska Anchorage | Gorsuch, Edward Lee Commons | Replace Relief Fan Rf-2D | 125000 | 222296887.5 | 125000 | 222296887.5 | Anchorage | 17-I
| University of Alaska Anchorage | Gorsuch, Edward Lee Commons | Replace Rf-1Da Variable Speed Drive | 13000 | 222309887.5 | 13000 | 222309887.5 | Anchorage | 17-I
| University of Alaska Anchorage | Gorsuch, Edward Lee Commons | Replace Rf-1Db Variable Speed Drive | 13000 | 222322887.5 | 13000 | 222322887.5 | Anchorage | 17-I
| University of Alaska Anchorage | Gorsuch, Edward Lee Commons | Replace Rf-2D Variable Speed Drive | 13000 | 222335887.5 | 13000 | 222335887.5 | Anchorage | 17-I
| University of Alaska Anchorage | Gorsuch, Edward Lee Commons | Replace roofing | 100000 | 222435887.5 | 100000 | 222435887.5 | Anchorage | 17-I
| University of Alaska Anchorage | Gorsuch, Edward Lee Commons | Replace Shd Kitchen Mau-1 | 78000 | 222513887.5 | 78000 | 222513887.5 | Anchorage | 17-I
| University of Alaska Anchorage | Gorsuch, Edward Lee Commons | Replace Structural Exterior Stairs | 4000 | 222517887.5 | 4000 | 222517887.5 | Anchorage | 17-I
| University of Alaska Anchorage | Gorsuch, Edward Lee Commons | Replace Supply Fan Ahu F1D | 555000 | 223072887.5 | 555000 | 223072887.5 | Anchorage | 17-I
| University of Alaska Anchorage | Gorsuch, Edward Lee Commons | Replace Supply Fan Ahu F2D | 550000 | 223622887.5 | 550000 | 223622887.5 | Anchorage | 17-I
| University of Alaska Anchorage | Gorsuch, Edward Lee Commons | Replace Supply Piping Building Distribution | 597000 | 224219887.5 | 597000 | 224219887.5 | Anchorage | 17-I
| University of Alaska Anchorage | Gorsuch, Edward Lee Commons | Replace Toilet Exhaust Fan 7D | 5000 | 224224887.5 | 5000 | 224224887.5 | Anchorage | 17-I
| University of Alaska Anchorage | Gorsuch, Edward Lee Commons | Replace Toilet Exhaust Fan 8D | 5000 | 224229887.5 | 5000 | 224229887.5 | Anchorage | 17-I
| University of Alaska Anchorage | Gorsuch, Edward Lee Commons | Replace Ventilation Fume Hoods - Kitchen | 117000 | 224346887.5 | 117000 | 224346887.5 | Anchorage | 17-I
| University of Alaska Anchorage | Gorsuch, Edward Lee Commons | Replace Walls Painting | 191000 | 224537887.5 | 191000 | 224537887.5 | Anchorage | 17-I
| University of Alaska Anchorage | Gorsuch, Edward Lee Commons | Replace Waste Piping Drainage Piping & Drains | 426000 | 224963887.5 | 426000 | 224963887.5 | Anchorage | 17-I
| University of Alaska Anchorage | Gorsuch, Edward Lee Commons | Some cabling needs to be replaced | 80000 | 225043887.5 | 80000 | 225043887.5 | Anchorage | 17-I
| University of Alaska Anchorage | Gorsuch, Edward Lee Commons | Upgrade to electronic DDC | 27000 | 225070887.5 | 27000 | 225070887.5 | Anchorage | 17-I
| University of Alaska Anchorage | Greenhouse | Refinish Floors Concrete | 8000 | 225078887.5 | 8000 | 225078887.5 | Anchorage | 17-I
| University of Alaska Anchorage | Greenhouse | Replace 75 Gallon Gas Fire Water Heater | 3000 | 225081887.5 | 3000 | 225081887.5 | Anchorage | 17-I
| University of Alaska Anchorage | Greenhouse | Replace Building Distribution Building Wiring | 32000 | 225113887.5 | 32000 | 225113887.5 | Anchorage | 17-I
| University of Alaska Anchorage | Greenhouse | Replace Fixtures & Fittings Faucets & Sinks | 4000 | 225117887.5 | 4000 | 225117887.5 | Anchorage | 17-I
| University of Alaska Anchorage | Greenhouse | Replace Fixtures/Lighting Indoor Lighting | 17000 | 225134887.5 | 17000 | 225134887.5 | Anchorage | 17-I
| University of Alaska Anchorage | Greenhouse | Replace Fixtures/Lighting Outlets and Switches | 1000 | 225135887.5 | 1000 | 225135887.5 | Anchorage | 17-I
| University of Alaska Anchorage | Greenhouse | Replace Grnhse Annual Roof Pm (Plastic Poly Panels) | 44000 | 225179887.5 | 44000 | 225179887.5 | Anchorage | 17-I
| University of Alaska Anchorage | Greenhouse | Replace Gutters | 2000 | 225181887.5 | 2000 | 225181887.5 | Anchorage | 17-I
| University of Alaska Anchorage | Greenhouse | Replace Interior Doors & Doorways | 5000 | 225186887.5 | 5000 | 225186887.5 | Anchorage | 17-I
| University of Alaska Anchorage | Greenhouse | Replace Openings Exterior Doors | 31000 | 225217887.5 | 31000 | 225217887.5 | Anchorage | 17-I
| University of Alaska Anchorage | Greenhouse | Replace Structural Siding | 2000 | 225219887.5 | 2000 | 225219887.5 | Anchorage | 17-I
| University of Alaska Anchorage | Greenhouse Storage | Replace Building Distribution Building Wiring | 4000 | 225223887.5 | 4000 | 225223887.5 | Anchorage | 17-I
| University of Alaska Anchorage | Greenhouse Storage | Replace Ext. Painting Panels | 2000 | 225225887.5 | 2000 | 225225887.5 | Anchorage | 17-I
| University of Alaska Anchorage | Greenhouse Storage | Replace Ext. Painting Windows (Trim) | 1000 | 225226887.5 | 1000 | 225226887.5 | Anchorage | 17-I
| University of Alaska Anchorage | Greenhouse Storage | Replace exterior leaders | 11000 | 225237887.5 | 11000 | 225237887.5 | Anchorage | 17-I
| University of Alaska Anchorage | Greenhouse Storage | Replace Fixtures/Lighting Indoor Lighting | 2000 | 225239887.5 | 2000 | 225239887.5 | Anchorage | 17-I
| University of Alaska Anchorage | Greenhouse Storage | Replace Fixtures/Lighting Outlets and Switches | 1000 | 225240887.5 | 1000 | 225240887.5 | Anchorage | 17-I
| University of Alaska Anchorage | Greenhouse Storage | Replace Grnhse Storage Annual Roof Pm (Shingles) | 4000 | 225244887.5 | 4000 | 225244887.5 | Anchorage | 17-I
| University of Alaska Anchorage | Greenhouse Storage | Replace Gutters | 1000 | 225245887.5 | 1000 | 225245887.5 | Anchorage | 17-I
| University of Alaska Anchorage | Greenhouse Storage | Replace Interior Doors & Doorways | 5000 | 225250887.5 | 5000 | 225250887.5 | Anchorage | 17-I
| University of Alaska Anchorage | Greenhouse Storage | Replace Openings Exterior Doors | 10000 | 225260887.5 | 10000 | 225260887.5 | Anchorage | 17-I
| University of Alaska Anchorage | Grounds Equipment Shop | Replace Building Distribution Building Wiring | 4000 | 225264887.5 | 4000 | 225264887.5 | Anchorage | 17-I
| University of Alaska Anchorage | Grounds Equipment Shop | Replace Building Distribution Circuit Breaker Panels | 1000 | 225265887.5 | 1000 | 225265887.5 | Anchorage | 17-I
| University of Alaska Anchorage | Grounds Equipment Shop | Replace Ext. Painting Panels | 2000 | 225267887.5 | 2000 | 225267887.5 | Anchorage | 17-I
| University of Alaska Anchorage | Grounds Equipment Shop | Replace Fixtures/Lighting Indoor Lighting | 2000 | 225269887.5 | 2000 | 225269887.5 | Anchorage | 17-I
| University of Alaska Anchorage | Grounds Equipment Shop | Replace Fixtures/Lighting Outlets and Switches | 1000 | 225270887.5 | 1000 | 225270887.5 | Anchorage | 17-I
| University of Alaska Anchorage | Grounds Equipment Shop | Replace Openings Exterior Doors | 16000 | 225286887.5 | 16000 | 225286887.5 | Anchorage | 17-I
| University of Alaska Anchorage | Grounds Irrigation Equipment Shop | Replace Building Distribution Building Wiring | 4000 | 225290887.5 | 4000 | 225290887.5 | Anchorage | 17-I
| University of Alaska Anchorage | Grounds Irrigation Equipment Shop | Replace Building Distribution Circuit Breaker Panels | 1000 | 225291887.5 | 1000 | 225291887.5 | Anchorage | 17-I
| University of Alaska Anchorage | Grounds Irrigation Equipment Shop | Replace Fixtures/Lighting Indoor Lighting | 2000 | 225293887.5 | 2000 | 225293887.5 | Anchorage | 17-I
| University of Alaska Anchorage | Grounds Irrigation Equipment Shop | Replace Fixtures/Lighting Outlets and Switches | 1000 | 225294887.5 | 1000 | 225294887.5 | Anchorage | 17-I
| University of Alaska Anchorage | Grounds Irrigation Equipment Shop | Replace Grnds Irrigation Shop Annual Roof Pm (Shingles) | 4000 | 225298887.5 | 4000 | 225298887.5 | Anchorage | 17-I
| University of Alaska Anchorage | Grounds Irrigation Equipment Shop | Replace Openings Exterior Doors | 16000 | 225314887.5 | 16000 | 225314887.5 | Anchorage | 17-I
| University of Alaska Anchorage | Grounds Main Office Building | Replace Building Distribution Building Wiring | 5000 | 225319887.5 | 5000 | 225319887.5 | Anchorage | 17-I
| University of Alaska Anchorage | Grounds Main Office Building | Replace Building Distribution Circuit Breaker Panels | 1000 | 225320887.5 | 1000 | 225320887.5 | Anchorage | 17-I
| University of Alaska Anchorage | Grounds Main Office Building | Replace Ceilings Fixed Ceiling Replacement | 5000 | 225325887.5 | 5000 | 225325887.5 | Anchorage | 17-I
| University of Alaska Anchorage | Grounds Main Office Building | Replace Ext. Painting Panels | 3000 | 225328887.5 | 3000 | 225328887.5 | Anchorage | 17-I
| University of Alaska Anchorage | Grounds Main Office Building | Replace Fixtures/Lighting Indoor Lighting | 3000 | 225331887.5 | 3000 | 225331887.5 | Anchorage | 17-I
| University of Alaska Anchorage | Grounds Main Office Building | Replace Fixtures/Lighting Outlets and Switches | 1000 | 225332887.5 | 1000 | 225332887.5 | Anchorage | 17-I
| University of Alaska Anchorage | Grounds Main Office Building | Replace Floors Vinyl | 1000 | 225333887.5 | 1000 | 225333887.5 | Anchorage | 17-I
| University of Alaska Anchorage | Grounds Main Office Building | Replace Openings Exterior Doors | 31000 | 225364887.5 | 31000 | 225364887.5 | Anchorage | 17-I
| University of Alaska Anchorage | Grounds Main Office Building | Replace Openings Windows - Small | 6000 | 225370887.5 | 6000 | 225370887.5 | Anchorage | 17-I
| University of Alaska Anchorage | Grounds Main Office Building | Replace Walls Painting | 2000 | 225372887.5 | 2000 | 225372887.5 | Anchorage | 17-I
| University of Alaska Anchorage | Grounds Staff Building | Replace Building Distribution Building Wiring | 10000 | 225382887.5 | 10000 | 225382887.5 | Anchorage | 17-I
| University of Alaska Anchorage | Grounds Staff Building | Replace Building Distribution Circuit Breaker Panels | 2000 | 225384887.5 | 2000 | 225384887.5 | Anchorage | 17-I
| University of Alaska Anchorage | Grounds Staff Building | Replace Ceilings Fixed Ceiling Replacement | 10000 | 225394887.5 | 10000 | 225394887.5 | Anchorage | 17-I
| University of Alaska Anchorage | Grounds Staff Building | Replace Ext. Painting Panels | 6000 | 225400887.5 | 6000 | 225400887.5 | Anchorage | 17-I
| University of Alaska Anchorage | Grounds Staff Building | Replace Fixtures/Lighting Indoor Lighting | 6000 | 225406887.5 | 6000 | 225406887.5 | Anchorage | 17-I
| University of Alaska Anchorage | Grounds Staff Building | Replace Fixtures/Lighting Outlets and Switches | 1000 | 225407887.5 | 1000 | 225407887.5 | Anchorage | 17-I
| University of Alaska Anchorage | Grounds Staff Building | Replace Floors VCT | 4000 | 225411887.5 | 4000 | 225411887.5 | Anchorage | 17-I
| University of Alaska Anchorage | Grounds Staff Building | Replace Openings Exterior Doors | 31000 | 225442887.5 | 31000 | 225442887.5 | Anchorage | 17-I
| University of Alaska Anchorage | Grounds Staff Building | Replace Openings Windows - Small | 2000 | 225444887.5 | 2000 | 225444887.5 | Anchorage | 17-I
| University of Alaska Anchorage | Grounds Staff Building | Replace Walls Painting | 4000 | 225448887.5 | 4000 | 225448887.5 | Anchorage | 17-I
| University of Alaska Anchorage | Hartleib, Gordan Building | 4 ea. 9348 Switches, 2 ea. UPS's | 39000 | 225487887.5 | 39000 | 225487887.5 | Anchorage | 17-I
| University of Alaska Anchorage | Hartleib, Gordan Building | Ductwork Cleaning | 36000 | 225523887.5 | 36000 | 225523887.5 | Anchorage | 17-I
| University of Alaska Anchorage | Hartleib, Gordan Building | Replace 147 Gallon Diesel Emergency Generator Belly Tank | 10000 | 225533887.5 | 10000 | 225533887.5 | Anchorage | 17-I
| University of Alaska Anchorage | Hartleib, Gordan Building | Replace Ada Accessible Door | 10000 | 225543887.5 | 10000 | 225543887.5 | Anchorage | 17-I
| University of Alaska Anchorage | Hartleib, Gordan Building | Replace Auto Exhaust Fan | 39000 | 225582887.5 | 39000 | 225582887.5 | Anchorage | 17-I
| University of Alaska Anchorage | Hartleib, Gordan Building | Replace Bathroom Renovations Med Bath - 4 to 5 units no Shower | 78000 | 225660887.5 | 78000 | 225660887.5 | Anchorage | 17-I
| University of Alaska Anchorage | Hartleib, Gordan Building | Replace Bathroom Renovations Small Bath - 1 to 3 units no Shower | 44000 | 225704887.5 | 44000 | 225704887.5 | Anchorage | 17-I
| University of Alaska Anchorage | Hartleib, Gordan Building | Replace Boiler 1 | 686000 | 226390887.5 | 686000 | 226390887.5 | Anchorage | 17-I
| University of Alaska Anchorage | Hartleib, Gordan Building | Replace Boiler 2 | 686000 | 227076887.5 | 686000 | 227076887.5 | Anchorage | 17-I
| University of Alaska Anchorage | Hartleib, Gordan Building | Replace Building Distribution Automatic Transfer Switch | 25000 | 227101887.5 | 25000 | 227101887.5 | Anchorage | 17-I
| University of Alaska Anchorage | Hartleib, Gordan Building | Replace Building Distribution Building Wiring | 858000 | 227959887.5 | 858000 | 227959887.5 | Anchorage | 17-I
| University of Alaska Anchorage | Hartleib, Gordan Building | Replace Building Distribution Circuit Breaker Panels | 129000 | 228088887.5 | 129000 | 228088887.5 | Anchorage | 17-I
| University of Alaska Anchorage | Hartleib, Gordan Building | Replace Building Distribution Emergency Circuit Wiring | 214000 | 228302887.5 | 214000 | 228302887.5 | Anchorage | 17-I
| University of Alaska Anchorage | Hartleib, Gordan Building | Replace Building Distribution Main Building Panels/Switchgear | 39000 | 228341887.5 | 39000 | 228341887.5 | Anchorage | 17-I
| University of Alaska Anchorage | Hartleib, Gordan Building | Replace Building Distribution Secondary Transformer | 426000 | 228767887.5 | 426000 | 228767887.5 | Anchorage | 17-I
| University of Alaska Anchorage | Hartleib, Gordan Building | Replace Carpenter Shop Ef | 78000 | 228845887.5 | 78000 | 228845887.5 | Anchorage | 17-I
| University of Alaska Anchorage | Hartleib, Gordan Building | Replace Ceilings Drop Ceiling Replacement | 572000 | 229417887.5 | 572000 | 229417887.5 | Anchorage | 17-I
| University of Alaska Anchorage | Hartleib, Gordan Building | Replace Ceramics 108 East Ef25 Hazard From Dust- Wear N95 Respirator | 39000 | 229456887.5 | 39000 | 229456887.5 | Anchorage | 17-I
| University of Alaska Anchorage | Hartleib, Gordan Building | Replace Ceramics 108 West Ef24 Hazard From Dust- Wear N95 Respirator | 39000 | 229495887.5 | 39000 | 229495887.5 | Anchorage | 17-I
| University of Alaska Anchorage | Hartleib, Gordan Building | Replace Ceramics Mixing Room Ef | 39000 | 229534887.5 | 39000 | 229534887.5 | Anchorage | 17-I
| University of Alaska Anchorage | Hartleib, Gordan Building | Replace Ceramics Rm 102 Kiln Ef23 Hazard From Dust- Wear N95 Respirator | 39000 | 229573887.5 | 39000 | 229573887.5 | Anchorage | 17-I
| University of Alaska Anchorage | Hartleib, Gordan Building | Replace Ceramics Rm 102 Spray Paint Booth Ef22 Hazard From Dust- Wear N95 Respirator | 39000 | 229612887.5 | 39000 | 229612887.5 | Anchorage | 17-I
| University of Alaska Anchorage | Hartleib, Gordan Building | Replace Ceramics Rm 104 Sink Exhaust Ef21 Hazard From Dust- Wear N95 Respirator | 39000 | 229651887.5 | 39000 | 229651887.5 | Anchorage | 17-I
| University of Alaska Anchorage | Hartleib, Gordan Building | Replace Ductwork | 661000 | 230312887.5 | 661000 | 230312887.5 | Anchorage | 17-I
| University of Alaska Anchorage | Hartleib, Gordan Building | Replace E Entry Way Heater | 6000 | 230318887.5 | 6000 | 230318887.5 | Anchorage | 17-I
| University of Alaska Anchorage | Hartleib, Gordan Building | Replace Est 3-Ann Entryway Annuciator Panel | 6000 | 230324887.5 | 6000 | 230324887.5 | Anchorage | 17-I
| University of Alaska Anchorage | Hartleib, Gordan Building | Replace Est3 Fire Alarm System | 133000 | 230457887.5 | 133000 | 230457887.5 | Anchorage | 17-I
| University of Alaska Anchorage | Hartleib, Gordan Building | Replace Fan Dx Unit For Comm Rm (small) | 39000 | 230496887.5 | 39000 | 230496887.5 | Anchorage | 17-I
| University of Alaska Anchorage | Hartleib, Gordan Building | Replace Fire Protection/ Egress Exit Signage | 89000 | 230585887.5 | 89000 | 230585887.5 | Anchorage | 17-I
| University of Alaska Anchorage | Hartleib, Gordan Building | Replace Fixtures & Fittings Faucets & Sinks | 20000 | 230605887.5 | 20000 | 230605887.5 | Anchorage | 17-I
| University of Alaska Anchorage | Hartleib, Gordan Building | Replace Fixtures/Lighting Indoor Lighting | 458000 | 231063887.5 | 458000 | 231063887.5 | Anchorage | 17-I
| University of Alaska Anchorage | Hartleib, Gordan Building | Replace Fixtures/Lighting Occupancy Sensors for Lighting | 18000 | 231081887.5 | 18000 | 231081887.5 | Anchorage | 17-I
| University of Alaska Anchorage | Hartleib, Gordan Building | Replace Fixtures/Lighting Outlets and Switches | 122000 | 231203887.5 | 122000 | 231203887.5 | Anchorage | 17-I
| University of Alaska Anchorage | Hartleib, Gordan Building | Replace Floors VCT | 283000 | 231486887.5 | 283000 | 231486887.5 | Anchorage | 17-I
| University of Alaska Anchorage | Hartleib, Gordan Building | Replace Generation Emergency/ Backup Generation | 42000 | 231528887.5 | 42000 | 231528887.5 | Anchorage | 17-I
| University of Alaska Anchorage | Hartleib, Gordan Building | Replace Ghb East Offices Rtu | 125000 | 231653887.5 | 125000 | 231653887.5 | Anchorage | 17-I
| University of Alaska Anchorage | Hartleib, Gordan Building | Replace Ghb East Offices Rtu A/C Component | 2000 | 231655887.5 | 2000 | 231655887.5 | Anchorage | 17-I
| University of Alaska Anchorage | Hartleib, Gordan Building | Replace Ghh Annual Roof Pm (Bur Ballasted) | 838000 | 232493887.5 | 838000 | 232493887.5 | Anchorage | 17-I
| University of Alaska Anchorage | Hartleib, Gordan Building | Replace Glycol System Pump 1 | 8000 | 232501887.5 | 8000 | 232501887.5 | Anchorage | 17-I
| University of Alaska Anchorage | Hartleib, Gordan Building | Replace Glycol System Pump 2 | 8000 | 232509887.5 | 8000 | 232509887.5 | Anchorage | 17-I
| University of Alaska Anchorage | Hartleib, Gordan Building | Replace Interior Doors & Doorways | 475000 | 232984887.5 | 475000 | 232984887.5 | Anchorage | 17-I
| University of Alaska Anchorage | Hartleib, Gordan Building | Replace Openings Exterior Doors | 193000 | 233177887.5 | 193000 | 233177887.5 | Anchorage | 17-I
| University of Alaska Anchorage | Hartleib, Gordan Building | Replace Openings Windows - Small | 26000 | 233203887.5 | 26000 | 233203887.5 | Anchorage | 17-I
| University of Alaska Anchorage | Hartleib, Gordan Building | Replace Operations Shop Compressor Alaska #991255 | 16000 | 233219887.5 | 16000 | 233219887.5 | Anchorage | 17-I
| University of Alaska Anchorage | Hartleib, Gordan Building | Replace Overhead Door Electric | 25000 | 233244887.5 | 25000 | 233244887.5 | Anchorage | 17-I
| University of Alaska Anchorage | Hartleib, Gordan Building | Replace Overhead Door Electric East | 25000 | 233269887.5 | 25000 | 233269887.5 | Anchorage | 17-I
| University of Alaska Anchorage | Hartleib, Gordan Building | Replace Overhead Door West Side | 25000 | 233294887.5 | 25000 | 233294887.5 | Anchorage | 17-I
| University of Alaska Anchorage | Hartleib, Gordan Building | Replace Paint Booth Exh Fan | 125000 | 233419887.5 | 125000 | 233419887.5 | Anchorage | 17-I
| University of Alaska Anchorage | Hartleib, Gordan Building | Replace Paint Shop Ef | 39000 | 233458887.5 | 39000 | 233458887.5 | Anchorage | 17-I
| University of Alaska Anchorage | Hartleib, Gordan Building | Replace Pump Cp3 Blr Recirc | 16000 | 233474887.5 | 16000 | 233474887.5 | Anchorage | 17-I
| University of Alaska Anchorage | Hartleib, Gordan Building | Replace S Entry Way Heater | 6000 | 233480887.5 | 6000 | 233480887.5 | Anchorage | 17-I
| University of Alaska Anchorage | Hartleib, Gordan Building | Replace Sealant around Concrete | 100000 | 233580887.5 | 100000 | 233580887.5 | Anchorage | 17-I
| University of Alaska Anchorage | Hartleib, Gordan Building | Replace Secondary Service Motor Control Center | 125000 | 233705887.5 | 125000 | 233705887.5 | Anchorage | 17-I
| University of Alaska Anchorage | Hartleib, Gordan Building | Replace Shop Floor Ef | 39000 | 233744887.5 | 39000 | 233744887.5 | Anchorage | 17-I
| University of Alaska Anchorage | Hartleib, Gordan Building | Replace Sink Sump Pump | 5000 | 233749887.5 | 5000 | 233749887.5 | Anchorage | 17-I
| University of Alaska Anchorage | Hartleib, Gordan Building | Replace South West Entry Way Heater | 6000 | 233755887.5 | 6000 | 233755887.5 | Anchorage | 17-I
| University of Alaska Anchorage | Hartleib, Gordan Building | Replace Specialty Equipment Lab Use (Eye Wash/ Showers) | 30000 | 233785887.5 | 30000 | 233785887.5 | Anchorage | 17-I
| University of Alaska Anchorage | Hartleib, Gordan Building | Replace Supply Piping Building Distribution | 1001000 | 234786887.5 | 1001000 | 234786887.5 | Anchorage | 17-I
| University of Alaska Anchorage | Hartleib, Gordan Building | Replace Tank Fuel Alarm | 50000 | 234836887.5 | 50000 | 234836887.5 | Anchorage | 17-I
| University of Alaska Anchorage | Hartleib, Gordan Building | Replace W Entry Way Heater | 6000 | 234842887.5 | 6000 | 234842887.5 | Anchorage | 17-I
| University of Alaska Anchorage | Hartleib, Gordan Building | Replace Walls Painting | 320000 | 235162887.5 | 320000 | 235162887.5 | Anchorage | 17-I
| University of Alaska Anchorage | Hartleib, Gordan Building | Replace Waste Piping Drainage Piping & Drains | 715000 | 235877887.5 | 715000 | 235877887.5 | Anchorage | 17-I
| University of Alaska Anchorage | Hartleib, Gordan Building | Replace Welding 101 West Exh Fan | 39000 | 235916887.5 | 39000 | 235916887.5 | Anchorage | 17-I
| University of Alaska Anchorage | Hartleib, Gordan Building | Replace Welding 101E Ef | 39000 | 235955887.5 | 39000 | 235955887.5 | Anchorage | 17-I
| University of Alaska Anchorage | Hartleib, Gordan Building | Replace Welding Room 112 Ef | 78000 | 236033887.5 | 78000 | 236033887.5 | Anchorage | 17-I
| University of Alaska Anchorage | Hartleib, Gordan Building | Replace Welding Tig East Exh Fan | 39000 | 236072887.5 | 39000 | 236072887.5 | Anchorage | 17-I
| University of Alaska Anchorage | Hartleib, Gordan Building | Replace Welding-Sanding Room | 39000 | 236111887.5 | 39000 | 236111887.5 | Anchorage | 17-I
| University of Alaska Anchorage | Hartleib, Gordan Building | Replace West Side Fire Alarm Nac Circuit Power Supply | 133000 | 236244887.5 | 133000 | 236244887.5 | Anchorage | 17-I
| University of Alaska Anchorage | Hartleib, Gordan Building | Specialty Photo Lab | 4000 | 236248887.5 | 4000 | 236248887.5 | Anchorage | 17-I
| University of Alaska Anchorage | Hartleib, Gordan Building | Upgrade to full electronic DDC - Hybrid system currently in place | 45000 | 236293887.5 | 45000 | 236293887.5 | Anchorage | 17-I
| University of Alaska Anchorage | Hazardous Materials Storage Building | Replace fluorescent fixture, lay-in, recess mtd, 2' x 4', two 40 W | 2000 | 236295887.5 | 2000 | 236295887.5 | Anchorage | 17-I
| University of Alaska Anchorage | Hazardous Materials Storage Building | Replace metal stairs | 1000 | 236296887.5 | 1000 | 236296887.5 | Anchorage | 17-I
| University of Alaska Anchorage | Hazardous Materials Storage Building | Replace unit heater, steam | 6000 | 236302887.5 | 6000 | 236302887.5 | Anchorage | 17-I
| University of Alaska Anchorage | Health Sciences Building | 3 ea. 9410 Switches | 306000 | 236608887.5 | 306000 | 236608887.5 | Anchorage | 17-I
| University of Alaska Anchorage | Health Sciences Building | Exterior Tile on West facing wall needs pointing | 1785000 | 238393887.5 | 1785000 | 238393887.5 | Anchorage | 17-I
| University of Alaska Anchorage | Health Sciences Building | Replace Ahu-1 Vfd | 13000 | 238406887.5 | 13000 | 238406887.5 | Anchorage | 17-I
| University of Alaska Anchorage | Health Sciences Building | Replace Ahu-2 Vfd | 13000 | 238419887.5 | 13000 | 238419887.5 | Anchorage | 17-I
| University of Alaska Anchorage | Health Sciences Building | Replace Ahu-3 Vfd | 13000 | 238432887.5 | 13000 | 238432887.5 | Anchorage | 17-I
| University of Alaska Anchorage | Health Sciences Building | Replace Air Cooled Scroll Condensing Unit Acu-1 | 2000 | 238434887.5 | 2000 | 238434887.5 | Anchorage | 17-I
| University of Alaska Anchorage | Health Sciences Building | Replace Air Cooled Scroll Condensing Unit Acu-2 | 2000 | 238436887.5 | 2000 | 238436887.5 | Anchorage | 17-I
| University of Alaska Anchorage | Health Sciences Building | Replace Air Cooled Scroll Condensing Unit Acu-3 | 2000 | 238438887.5 | 2000 | 238438887.5 | Anchorage | 17-I
| University of Alaska Anchorage | Health Sciences Building | Replace Air Cooled Scroll Condensing Unit Acu-4 | 2000 | 238440887.5 | 2000 | 238440887.5 | Anchorage | 17-I
| University of Alaska Anchorage | Health Sciences Building | Replace Bathroom Renovations Large Bath - 6+ units no Shower | 875000 | 239315887.5 | 875000 | 239315887.5 | Anchorage | 17-I
| University of Alaska Anchorage | Health Sciences Building | Replace Bathroom Renovations Med Bath - 4 to 5 units no Shower | 313000 | 239628887.5 | 313000 | 239628887.5 | Anchorage | 17-I
| University of Alaska Anchorage | Health Sciences Building | Replace Bathroom Renovations Small Bath - 1 to 3 units with Shower | 78000 | 239706887.5 | 78000 | 239706887.5 | Anchorage | 17-I
| University of Alaska Anchorage | Health Sciences Building | Replace Building Distribution Main Building Panels/Switchgear | 39000 | 239745887.5 | 39000 | 239745887.5 | Anchorage | 17-I
| University of Alaska Anchorage | Health Sciences Building | Replace Cleaver Brooks Cfc Condensing Boiler Blr-1 Ak State Id 112653Ak | 982000 | 240727887.5 | 982000 | 240727887.5 | Anchorage | 17-I
| University of Alaska Anchorage | Health Sciences Building | Replace Cleaver Brooks Cfc Condensing Boiler Blr-2 Ak State Id 112654Ak | 982000 | 241709887.5 | 982000 | 241709887.5 | Anchorage | 17-I
| University of Alaska Anchorage | Health Sciences Building | Replace Cleaver Brooks Cfc Condensing Boiler Blr-3 Ak State Id 112655Ak | 982000 | 242691887.5 | 982000 | 242691887.5 | Anchorage | 17-I
| University of Alaska Anchorage | Health Sciences Building | Replace Evo High Efficiency On Demand Water Heater Wh-1 Ak #112656 | 12000 | 242703887.5 | 12000 | 242703887.5 | Anchorage | 17-I
| University of Alaska Anchorage | Health Sciences Building | Replace Evo High Efficiency On Demand Water Heater Wh-2 Ak# 112657 | 12000 | 242715887.5 | 12000 | 242715887.5 | Anchorage | 17-I
| University of Alaska Anchorage | Health Sciences Building | Replace Evo High Efficiency On Demand Water Heater Wh-3 Ak# 112658 | 12000 | 242727887.5 | 12000 | 242727887.5 | Anchorage | 17-I
| University of Alaska Anchorage | Health Sciences Building | Replace Exhaust Fan Ef-3 Vfd | 13000 | 242740887.5 | 13000 | 242740887.5 | Anchorage | 17-I
| University of Alaska Anchorage | Health Sciences Building | Replace Fixtures/Lighting Indoor Lighting | 655000 | 243395887.5 | 655000 | 243395887.5 | Anchorage | 17-I
| University of Alaska Anchorage | Health Sciences Building | Replace Fixtures/Lighting Outlets and Switches | 245000 | 243640887.5 | 245000 | 243640887.5 | Anchorage | 17-I
| University of Alaska Anchorage | Health Sciences Building | Replace Floors Carpet | 491000 | 244131887.5 | 491000 | 244131887.5 | Anchorage | 17-I
| University of Alaska Anchorage | Health Sciences Building | Replace Glycol Pump Pmp-3 Vfd | 13000 | 244144887.5 | 13000 | 244144887.5 | Anchorage | 17-I
| University of Alaska Anchorage | Health Sciences Building | Replace Glycol Pump Pmp-4 Vfd | 13000 | 244157887.5 | 13000 | 244157887.5 | Anchorage | 17-I
| University of Alaska Anchorage | Health Sciences Building | Replace Glycol Pump Pmp-9 Vfd | 13000 | 244170887.5 | 13000 | 244170887.5 | Anchorage | 17-I
| University of Alaska Anchorage | Health Sciences Building | Replace Greenheck Csp Houskeeping Exhaust Fan Ef-2 | 5000 | 244175887.5 | 5000 | 244175887.5 | Anchorage | 17-I
| University of Alaska Anchorage | Health Sciences Building | Replace Greenheck Cube Anatomy Lab Exhaust Fan Ef-3 | 5000 | 244180887.5 | 5000 | 244180887.5 | Anchorage | 17-I
| University of Alaska Anchorage | Health Sciences Building | Replace Greenheck Qei Relief Fan Rf-1 | 125000 | 244305887.5 | 125000 | 244305887.5 | Anchorage | 17-I
| University of Alaska Anchorage | Health Sciences Building | Replace Greenheck Qei Relief Fan Rf-2 | 125000 | 244430887.5 | 125000 | 244430887.5 | Anchorage | 17-I
| University of Alaska Anchorage | Health Sciences Building | Replace Greenheck Relief Fan Rf-3 | 125000 | 244555887.5 | 125000 | 244555887.5 | Anchorage | 17-I
| University of Alaska Anchorage | Health Sciences Building | Replace Greenheck Sfb Med Lab Hood Exhaust Fan Ef-4 | 5000 | 244560887.5 | 5000 | 244560887.5 | Anchorage | 17-I
| University of Alaska Anchorage | Health Sciences Building | Replace Greenheck Sfb-12 General Exhaust Fan Ef-1 | 5000 | 244565887.5 | 5000 | 244565887.5 | Anchorage | 17-I
| University of Alaska Anchorage | Health Sciences Building | Replace Grundfoss Building Heat Glycol Circ Pump Pmp-3 | 8000 | 244573887.5 | 8000 | 244573887.5 | Anchorage | 17-I
| University of Alaska Anchorage | Health Sciences Building | Replace Grundfoss Building Heat Glycol Circ Pump Pmp-4 | 8000 | 244581887.5 | 8000 | 244581887.5 | Anchorage | 17-I
| University of Alaska Anchorage | Health Sciences Building | Replace Grundfoss Building Heating Circ Pump Pmp-1 | 8000 | 244589887.5 | 8000 | 244589887.5 | Anchorage | 17-I
| University of Alaska Anchorage | Health Sciences Building | Replace Grundfoss Building Heating Circ Pump Pmp-2 | 8000 | 244597887.5 | 8000 | 244597887.5 | Anchorage | 17-I
| University of Alaska Anchorage | Health Sciences Building | Replace Grundfoss Domestic Hot Water Circ Pump Pmp-5 | 8000 | 244605887.5 | 8000 | 244605887.5 | Anchorage | 17-I
| University of Alaska Anchorage | Health Sciences Building | Replace Grundfoss Heat Ex Injection Pump Pmp-9 | 8000 | 244613887.5 | 8000 | 244613887.5 | Anchorage | 17-I
| University of Alaska Anchorage | Health Sciences Building | Replace Grundfoss Lab Hot Water Circ Pump Pmp-6 | 8000 | 244621887.5 | 8000 | 244621887.5 | Anchorage | 17-I
| University of Alaska Anchorage | Health Sciences Building | Replace Grundfoss Snow Melt Circ Pump Pmp-8 | 8000 | 244629887.5 | 8000 | 244629887.5 | Anchorage | 17-I
| University of Alaska Anchorage | Health Sciences Building | Replace Grundfoss Snow Melt Injection Pump Pmp-7 | 8000 | 244637887.5 | 8000 | 244637887.5 | Anchorage | 17-I
| University of Alaska Anchorage | Health Sciences Building | Replace Heat Exchanger Hx-1 | 50000 | 244687887.5 | 50000 | 244687887.5 | Anchorage | 17-I
| University of Alaska Anchorage | Health Sciences Building | Replace Heat Exchanger Hx-2 Snow Melt System | 30000 | 244717887.5 | 30000 | 244717887.5 | Anchorage | 17-I
| University of Alaska Anchorage | Health Sciences Building | Replace Lab Sinks | 8000 | 244725887.5 | 8000 | 244725887.5 | Anchorage | 17-I
| University of Alaska Anchorage | Health Sciences Building | Replace Left-Side Elevator Passenger 4500 Lbs | 500000 | 245225887.5 | 500000 | 245225887.5 | Anchorage | 17-I
| University of Alaska Anchorage | Health Sciences Building | Replace Liebart Integrated A/C Unit Ac-1 | 39000 | 245264887.5 | 39000 | 245264887.5 | Anchorage | 17-I
| University of Alaska Anchorage | Health Sciences Building | Replace Liebart Integrated A/C Unit Ac-3 | 39000 | 245303887.5 | 39000 | 245303887.5 | Anchorage | 17-I
| University of Alaska Anchorage | Health Sciences Building | Replace Liebart Integrated A/C Unit Ac-4 | 39000 | 245342887.5 | 39000 | 245342887.5 | Anchorage | 17-I
| University of Alaska Anchorage | Health Sciences Building | Replace Liebart Rtu Dry Cooler Dc-1 | 39000 | 245381887.5 | 39000 | 245381887.5 | Anchorage | 17-I
| University of Alaska Anchorage | Health Sciences Building | Replace Liebart Split A/C Unit Ac-2A And Ac-2B | 39000 | 245420887.5 | 39000 | 245420887.5 | Anchorage | 17-I
| University of Alaska Anchorage | Health Sciences Building | Replace Modine Hc 18S 01 Unit Heater Hc-2 | 6000 | 245426887.5 | 6000 | 245426887.5 | Anchorage | 17-I
| University of Alaska Anchorage | Health Sciences Building | Replace Modine Hc 18S 01 Unit Heater Uh-1 | 6000 | 245432887.5 | 6000 | 245432887.5 | Anchorage | 17-I
| University of Alaska Anchorage | Health Sciences Building | Replace Modine Hc 18S 01 Unit Heater Uh-5 | 6000 | 245438887.5 | 6000 | 245438887.5 | Anchorage | 17-I
| University of Alaska Anchorage | Health Sciences Building | Replace Modine Hc 24S 01 Unit Heater Uh-3 | 6000 | 245444887.5 | 6000 | 245444887.5 | Anchorage | 17-I
| University of Alaska Anchorage | Health Sciences Building | Replace Modine Hc 63S 01 Unit Heater Uh-10 | 6000 | 245450887.5 | 6000 | 245450887.5 | Anchorage | 17-I
| University of Alaska Anchorage | Health Sciences Building | Replace Modine Hc 63S 01 Unit Heater Uh-4 | 6000 | 245456887.5 | 6000 | 245456887.5 | Anchorage | 17-I
| University of Alaska Anchorage | Health Sciences Building | Replace Modine Hc 63S 01 Unit Heater Uh-7 | 6000 | 245462887.5 | 6000 | 245462887.5 | Anchorage | 17-I
| University of Alaska Anchorage | Health Sciences Building | Replace Modine Hc 63S 01 Unit Heater Uh-9 | 6000 | 245468887.5 | 6000 | 245468887.5 | Anchorage | 17-I
| University of Alaska Anchorage | Health Sciences Building | Replace Modine Hc 63S 01Unit Heater Uh-6 | 6000 | 245474887.5 | 6000 | 245474887.5 | Anchorage | 17-I
| University of Alaska Anchorage | Health Sciences Building | Replace Modine Unit Heater Hu-8 | 6000 | 245480887.5 | 6000 | 245480887.5 | Anchorage | 17-I
| University of Alaska Anchorage | Health Sciences Building | Replace Relief Fan Rf-1 Vfd | 13000 | 245493887.5 | 13000 | 245493887.5 | Anchorage | 17-I
| University of Alaska Anchorage | Health Sciences Building | Replace Relief Fan Rf-2 Vfd | 13000 | 245506887.5 | 13000 | 245506887.5 | Anchorage | 17-I
| University of Alaska Anchorage | Health Sciences Building | Replace Relief Fan Rf-3 Vfd | 13000 | 245519887.5 | 13000 | 245519887.5 | Anchorage | 17-I
| University of Alaska Anchorage | Health Sciences Building | Replace Right-Side Elevator Passenger 3500 Lbs | 500000 | 246019887.5 | 500000 | 246019887.5 | Anchorage | 17-I
| University of Alaska Anchorage | Health Sciences Building | Replace Simplex Vacum Comressor Vp-1 | 16000 | 246035887.5 | 16000 | 246035887.5 | Anchorage | 17-I
| University of Alaska Anchorage | Health Sciences Building | Replace Transfer Fan Tf-1 | 125000 | 246160887.5 | 125000 | 246160887.5 | Anchorage | 17-I
| University of Alaska Anchorage | Health Sciences Building | Replace Water Pump Pmp-1 Vfd | 13000 | 246173887.5 | 13000 | 246173887.5 | Anchorage | 17-I
| University of Alaska Anchorage | Health Sciences Building | Replace Water Pump Pmp-2 Vfd | 13000 | 246186887.5 | 13000 | 246186887.5 | Anchorage | 17-I
| University of Alaska Anchorage | Health Sciences Building | Replace Wessels Glycol Make Up Pkg Gmp-1 | 8000 | 246194887.5 | 8000 | 246194887.5 | Anchorage | 17-I
| University of Alaska Anchorage | Ice Plant 1 | Mechanical CO Detectors | 2000 | 246196887.5 | 2000 | 246196887.5 | Anchorage | 17-I
| University of Alaska Anchorage | Ice Plant 1 | Mechanical Exhaust Fans - 1 to 5 HP | 18000 | 246214887.5 | 18000 | 246214887.5 | Anchorage | 17-I
| University of Alaska Anchorage | Ice Plant 1 | Mechanical Heat Pumps | 23000 | 246237887.5 | 23000 | 246237887.5 | Anchorage | 17-I
| University of Alaska Anchorage | Ice Plant 1 | Mechanical Variable Frequency Drives | 78000 | 246315887.5 | 78000 | 246315887.5 | Anchorage | 17-I
| University of Alaska Anchorage | Ice Plant 1 | Replace lab eyewash/shower stations | 5000 | 246320887.5 | 5000 | 246320887.5 | Anchorage | 17-I
| University of Alaska Anchorage | Infrastructure | Repave Parking Lot | 6009000 | 252329887.5 | 6009000 | 252329887.5 | Anchorage | 17-I
| University of Alaska Anchorage | Main Apartment Complex, Unit 1 | Ductwork Cleaning | 22000 | 252351887.5 | 22000 | 252351887.5 | Anchorage | 17-I
| University of Alaska Anchorage | Main Apartment Complex, Unit 1 | Replace Air Handler | 567000 | 252918887.5 | 567000 | 252918887.5 | Anchorage | 17-I
| University of Alaska Anchorage | Main Apartment Complex, Unit 1 | Replace Automatic Transfer Switch | 25000 | 252943887.5 | 25000 | 252943887.5 | Anchorage | 17-I
| University of Alaska Anchorage | Main Apartment Complex, Unit 1 | Replace Boiler 1A (For Mac 1-5) | 418000 | 253361887.5 | 418000 | 253361887.5 | Anchorage | 17-I
| University of Alaska Anchorage | Main Apartment Complex, Unit 1 | Replace Boiler 1B (For Mac 1-5) | 418000 | 253779887.5 | 418000 | 253779887.5 | Anchorage | 17-I
| University of Alaska Anchorage | Main Apartment Complex, Unit 1 | Replace Bottom Glycol Pump Cp-2 | 8000 | 253787887.5 | 8000 | 253787887.5 | Anchorage | 17-I
| University of Alaska Anchorage | Main Apartment Complex, Unit 1 | Replace Building Distribution Building Wiring | 522000 | 254309887.5 | 522000 | 254309887.5 | Anchorage | 17-I
| University of Alaska Anchorage | Main Apartment Complex, Unit 1 | Replace Building Distribution Circuit Breaker Panels | 78000 | 254387887.5 | 78000 | 254387887.5 | Anchorage | 17-I
| University of Alaska Anchorage | Main Apartment Complex, Unit 1 | Replace Building Distribution Emergency Circuit Wiring | 131000 | 254518887.5 | 131000 | 254518887.5 | Anchorage | 17-I
| University of Alaska Anchorage | Main Apartment Complex, Unit 1 | Replace Building Distribution Main Building Panels/Switchgear | 39000 | 254557887.5 | 39000 | 254557887.5 | Anchorage | 17-I
| University of Alaska Anchorage | Main Apartment Complex, Unit 1 | Replace Building Domestic Hot Water Circ Pump Cp-2 | 8000 | 254565887.5 | 8000 | 254565887.5 | Anchorage | 17-I
| University of Alaska Anchorage | Main Apartment Complex, Unit 1 | Replace Ceilings Fixed Ceiling Replacement | 522000 | 255087887.5 | 522000 | 255087887.5 | Anchorage | 17-I
| University of Alaska Anchorage | Main Apartment Complex, Unit 1 | Replace CO Detectors (tied into Fire Alarm System) | 104000 | 255191887.5 | 104000 | 255191887.5 | Anchorage | 17-I
| University of Alaska Anchorage | Main Apartment Complex, Unit 1 | Replace Dhw Building Circ Pump Cp-2 | 8000 | 255199887.5 | 8000 | 255199887.5 | Anchorage | 17-I
| University of Alaska Anchorage | Main Apartment Complex, Unit 1 | Replace Dhw Circ Pump Cp-1 | 8000 | 255207887.5 | 8000 | 255207887.5 | Anchorage | 17-I
| University of Alaska Anchorage | Main Apartment Complex, Unit 1 | Replace ductwork/return air | 403000 | 255610887.5 | 403000 | 255610887.5 | Anchorage | 17-I
| University of Alaska Anchorage | Main Apartment Complex, Unit 1 | Replace Est3 Fire Alarm System | 133000 | 255743887.5 | 133000 | 255743887.5 | Anchorage | 17-I
| University of Alaska Anchorage | Main Apartment Complex, Unit 1 | Replace Ext. Painting Panels | 305000 | 256048887.5 | 305000 | 256048887.5 | Anchorage | 17-I
| University of Alaska Anchorage | Main Apartment Complex, Unit 1 | Replace Fixtures/Lighting Outlets and Switches | 152000 | 256200887.5 | 152000 | 256200887.5 | Anchorage | 17-I
| University of Alaska Anchorage | Main Apartment Complex, Unit 1 | Replace Floors Carpet | 376000 | 256576887.5 | 376000 | 256576887.5 | Anchorage | 17-I
| University of Alaska Anchorage | Main Apartment Complex, Unit 1 | Replace Floors Tile | 11000 | 256587887.5 | 11000 | 256587887.5 | Anchorage | 17-I
| University of Alaska Anchorage | Main Apartment Complex, Unit 1 | Replace Generation Emergency/ Backup Generation | 15000 | 256602887.5 | 15000 | 256602887.5 | Anchorage | 17-I
| University of Alaska Anchorage | Main Apartment Complex, Unit 1 | Replace Glycol Fill Tank 1 | 2000 | 256604887.5 | 2000 | 256604887.5 | Anchorage | 17-I
| University of Alaska Anchorage | Main Apartment Complex, Unit 1 | Replace Glycol Supply Expansion Tank Et-1 | 23000 | 256627887.5 | 23000 | 256627887.5 | Anchorage | 17-I
| University of Alaska Anchorage | Main Apartment Complex, Unit 1 | Replace Heat Vent Makeup Fan | 78000 | 256705887.5 | 78000 | 256705887.5 | Anchorage | 17-I
| University of Alaska Anchorage | Main Apartment Complex, Unit 1 | Replace Interior Doors & Doorways | 645000 | 257350887.5 | 645000 | 257350887.5 | Anchorage | 17-I
| University of Alaska Anchorage | Main Apartment Complex, Unit 1 | Replace Laundry Exh Fan | 5000 | 257355887.5 | 5000 | 257355887.5 | Anchorage | 17-I
| University of Alaska Anchorage | Main Apartment Complex, Unit 1 | Replace Laundry Rm Mau | 78000 | 257433887.5 | 78000 | 257433887.5 | Anchorage | 17-I
| University of Alaska Anchorage | Main Apartment Complex, Unit 1 | Replace Mac 1 Annual Roof Pm (Metal) | 539000 | 257972887.5 | 539000 | 257972887.5 | Anchorage | 17-I
| University of Alaska Anchorage | Main Apartment Complex, Unit 1 | Replace Mac 1 Glycol Circ Pump P-1 | 8000 | 257980887.5 | 8000 | 257980887.5 | Anchorage | 17-I
| University of Alaska Anchorage | Main Apartment Complex, Unit 1 | Replace Mac 1 Glycol Circ Pump P-2 | 8000 | 257988887.5 | 8000 | 257988887.5 | Anchorage | 17-I
| University of Alaska Anchorage | Main Apartment Complex, Unit 1 | Replace Mannual Transfer Switch | 25000 | 258013887.5 | 25000 | 258013887.5 | Anchorage | 17-I
| University of Alaska Anchorage | Main Apartment Complex, Unit 1 | Replace Openings Exterior Doors | 594000 | 258607887.5 | 594000 | 258607887.5 | Anchorage | 17-I
| University of Alaska Anchorage | Main Apartment Complex, Unit 1 | Replace Openings Skylights | 234000 | 258841887.5 | 234000 | 258841887.5 | Anchorage | 17-I
| University of Alaska Anchorage | Main Apartment Complex, Unit 1 | Replace Pump Cp1 Variable Frequency Drive | 13000 | 258854887.5 | 13000 | 258854887.5 | Anchorage | 17-I
| University of Alaska Anchorage | Main Apartment Complex, Unit 1 | Replace Pump Cp2 Variable Frequency Drive | 13000 | 258867887.5 | 13000 | 258867887.5 | Anchorage | 17-I
| University of Alaska Anchorage | Main Apartment Complex, Unit 1 | Replace Structural Exterior Stairs | 18000 | 258885887.5 | 18000 | 258885887.5 | Anchorage | 17-I
| University of Alaska Anchorage | Main Apartment Complex, Unit 1 | Replace Supply Piping Building Distribution | 609000 | 259494887.5 | 609000 | 259494887.5 | Anchorage | 17-I
| University of Alaska Anchorage | Main Apartment Complex, Unit 1 | Replace Top Glycol Pump Cp-1 | 8000 | 259502887.5 | 8000 | 259502887.5 | Anchorage | 17-I
| University of Alaska Anchorage | Main Apartment Complex, Unit 1 | Replace Ventilation Fume Hoods - Kitchen | 703000 | 260205887.5 | 703000 | 260205887.5 | Anchorage | 17-I
| University of Alaska Anchorage | Main Apartment Complex, Unit 1 | Replace Walls Painting | 195000 | 260400887.5 | 195000 | 260400887.5 | Anchorage | 17-I
| University of Alaska Anchorage | Main Apartment Complex, Unit 1 | Replace Waste Piping Drainage Piping & Drains | 435000 | 260835887.5 | 435000 | 260835887.5 | Anchorage | 17-I
| University of Alaska Anchorage | Main Apartment Complex, Unit 1 | Upgrade to full electronic DDC - Hybrid system currently in place | 27000 | 260862887.5 | 27000 | 260862887.5 | Anchorage | 17-I
| University of Alaska Anchorage | Main Apartment Complex, Unit 2 | Replace Building Distribution Building Wiring | 315000 | 261177887.5 | 315000 | 261177887.5 | Anchorage | 17-I
| University of Alaska Anchorage | Main Apartment Complex, Unit 2 | Replace Building Distribution Circuit Breaker Panels | 47000 | 261224887.5 | 47000 | 261224887.5 | Anchorage | 17-I
| University of Alaska Anchorage | Main Apartment Complex, Unit 2 | Replace Building Distribution Emergency Circuit Wiring | 79000 | 261303887.5 | 79000 | 261303887.5 | Anchorage | 17-I
| University of Alaska Anchorage | Main Apartment Complex, Unit 2 | Replace Building Distribution Main Building Panels/Switchgear | 39000 | 261342887.5 | 39000 | 261342887.5 | Anchorage | 17-I
| University of Alaska Anchorage | Main Apartment Complex, Unit 2 | Replace Building Distribution Secondary Transformer | 158000 | 261500887.5 | 158000 | 261500887.5 | Anchorage | 17-I
| University of Alaska Anchorage | Main Apartment Complex, Unit 2 | Replace Ceilings Fixed Ceiling Replacement | 315000 | 261815887.5 | 315000 | 261815887.5 | Anchorage | 17-I
| University of Alaska Anchorage | Main Apartment Complex, Unit 2 | Replace CO Detectors (tied into Fire Alarm System) | 63000 | 261878887.5 | 63000 | 261878887.5 | Anchorage | 17-I
| University of Alaska Anchorage | Main Apartment Complex, Unit 2 | Replace ductwork/return air | 243000 | 262121887.5 | 243000 | 262121887.5 | Anchorage | 17-I
| University of Alaska Anchorage | Main Apartment Complex, Unit 2 | Replace Est3 Annuciator Panel | 133000 | 262254887.5 | 133000 | 262254887.5 | Anchorage | 17-I
| University of Alaska Anchorage | Main Apartment Complex, Unit 2 | Replace Ext. Painting Panels | 184000 | 262438887.5 | 184000 | 262438887.5 | Anchorage | 17-I
| University of Alaska Anchorage | Main Apartment Complex, Unit 2 | Replace Fixtures/Lighting Outlets and Switches | 152000 | 262590887.5 | 152000 | 262590887.5 | Anchorage | 17-I
| University of Alaska Anchorage | Main Apartment Complex, Unit 2 | Replace Floors Carpet | 227000 | 262817887.5 | 227000 | 262817887.5 | Anchorage | 17-I
| University of Alaska Anchorage | Main Apartment Complex, Unit 2 | Replace Floors Tile | 7000 | 262824887.5 | 7000 | 262824887.5 | Anchorage | 17-I
| University of Alaska Anchorage | Main Apartment Complex, Unit 2 | Replace Generation Emergency/ Backup Generation | 114000 | 262938887.5 | 114000 | 262938887.5 | Anchorage | 17-I
| University of Alaska Anchorage | Main Apartment Complex, Unit 2 | Replace Heat Vent Makeup Fan | 78000 | 263016887.5 | 78000 | 263016887.5 | Anchorage | 17-I
| University of Alaska Anchorage | Main Apartment Complex, Unit 2 | Replace Hot Water Baseboard Radiatior | 6000 | 263022887.5 | 6000 | 263022887.5 | Anchorage | 17-I
| University of Alaska Anchorage | Main Apartment Complex, Unit 2 | Replace Interior Doors & Doorways | 435000 | 263457887.5 | 435000 | 263457887.5 | Anchorage | 17-I
| University of Alaska Anchorage | Main Apartment Complex, Unit 2 | Replace Mac 2 Annual Roof Pm (Metal) | 387000 | 263844887.5 | 387000 | 263844887.5 | Anchorage | 17-I
| University of Alaska Anchorage | Main Apartment Complex, Unit 2 | Replace Mac 2 Glycol Circ Pump P-1 | 8000 | 263852887.5 | 8000 | 263852887.5 | Anchorage | 17-I
| University of Alaska Anchorage | Main Apartment Complex, Unit 2 | Replace Mac 2 Glycol Circ Pump P-2 | 8000 | 263860887.5 | 8000 | 263860887.5 | Anchorage | 17-I
| University of Alaska Anchorage | Main Apartment Complex, Unit 2 | Replace Openings Exterior Doors | 328000 | 264188887.5 | 328000 | 264188887.5 | Anchorage | 17-I
| University of Alaska Anchorage | Main Apartment Complex, Unit 2 | Replace Openings Skylights | 234000 | 264422887.5 | 234000 | 264422887.5 | Anchorage | 17-I
| University of Alaska Anchorage | Main Apartment Complex, Unit 2 | Replace Structural Exterior Stairs | 12000 | 264434887.5 | 12000 | 264434887.5 | Anchorage | 17-I
| University of Alaska Anchorage | Main Apartment Complex, Unit 2 | Replace Supply Piping Building Distribution | 368000 | 264802887.5 | 368000 | 264802887.5 | Anchorage | 17-I
| University of Alaska Anchorage | Main Apartment Complex, Unit 2 | Replace Ventilation Fume Hoods - Kitchen | 430000 | 265232887.5 | 430000 | 265232887.5 | Anchorage | 17-I
| University of Alaska Anchorage | Main Apartment Complex, Unit 2 | Replace Walls Painting | 118000 | 265350887.5 | 118000 | 265350887.5 | Anchorage | 17-I
| University of Alaska Anchorage | Main Apartment Complex, Unit 2 | Replace Waste Piping Drainage Piping & Drains | 263000 | 265613887.5 | 263000 | 265613887.5 | Anchorage | 17-I
| University of Alaska Anchorage | Main Apartment Complex, Unit 2 | Upgrade to full electronic DDC - Hybrid system currently in place | 17000 | 265630887.5 | 17000 | 265630887.5 | Anchorage | 17-I
| University of Alaska Anchorage | Main Apartment Complex, Unit 3 | Replace Building Distribution Building Wiring | 332000 | 265962887.5 | 332000 | 265962887.5 | Anchorage | 17-I
| University of Alaska Anchorage | Main Apartment Complex, Unit 3 | Replace Building Distribution Circuit Breaker Panels | 50000 | 266012887.5 | 50000 | 266012887.5 | Anchorage | 17-I
| University of Alaska Anchorage | Main Apartment Complex, Unit 3 | Replace Building Distribution Emergency Circuit Wiring | 83000 | 266095887.5 | 83000 | 266095887.5 | Anchorage | 17-I
| University of Alaska Anchorage | Main Apartment Complex, Unit 3 | Replace Building Distribution Main Building Panels/Switchgear | 39000 | 266134887.5 | 39000 | 266134887.5 | Anchorage | 17-I
| University of Alaska Anchorage | Main Apartment Complex, Unit 3 | Replace Building Distribution Secondary Transformer | 166000 | 266300887.5 | 166000 | 266300887.5 | Anchorage | 17-I
| University of Alaska Anchorage | Main Apartment Complex, Unit 3 | Replace Ceilings Fixed Ceiling Replacement | 332000 | 266632887.5 | 332000 | 266632887.5 | Anchorage | 17-I
| University of Alaska Anchorage | Main Apartment Complex, Unit 3 | Replace CO Detectors (tied into Fire Alarm System) | 66000 | 266698887.5 | 66000 | 266698887.5 | Anchorage | 17-I
| University of Alaska Anchorage | Main Apartment Complex, Unit 3 | Replace ductwork/return air | 256000 | 266954887.5 | 256000 | 266954887.5 | Anchorage | 17-I
| University of Alaska Anchorage | Main Apartment Complex, Unit 3 | Replace Est3 Annuciator Panel | 133000 | 267087887.5 | 133000 | 267087887.5 | Anchorage | 17-I
| University of Alaska Anchorage | Main Apartment Complex, Unit 3 | Replace Ext. Painting Panels | 194000 | 267281887.5 | 194000 | 267281887.5 | Anchorage | 17-I
| University of Alaska Anchorage | Main Apartment Complex, Unit 3 | Replace Fixtures/Lighting Outlets and Switches | 152000 | 267433887.5 | 152000 | 267433887.5 | Anchorage | 17-I
| University of Alaska Anchorage | Main Apartment Complex, Unit 3 | Replace Floors Carpet | 212000 | 267645887.5 | 212000 | 267645887.5 | Anchorage | 17-I
| University of Alaska Anchorage | Main Apartment Complex, Unit 3 | Replace Floors Tile | 21000 | 267666887.5 | 21000 | 267666887.5 | Anchorage | 17-I
| University of Alaska Anchorage | Main Apartment Complex, Unit 3 | Replace Floors VCT | 14000 | 267680887.5 | 14000 | 267680887.5 | Anchorage | 17-I
| University of Alaska Anchorage | Main Apartment Complex, Unit 3 | Replace Heat Vent Makeup Fan | 78000 | 267758887.5 | 78000 | 267758887.5 | Anchorage | 17-I
| University of Alaska Anchorage | Main Apartment Complex, Unit 3 | Replace Hot Water Baseboard Radiatior | 9000 | 267767887.5 | 9000 | 267767887.5 | Anchorage | 17-I
| University of Alaska Anchorage | Main Apartment Complex, Unit 3 | Replace Interior Doors & Doorways | 480000 | 268247887.5 | 480000 | 268247887.5 | Anchorage | 17-I
| University of Alaska Anchorage | Main Apartment Complex, Unit 3 | Replace Mac 3 Annual Roof Pm (Metal) | 387000 | 268634887.5 | 387000 | 268634887.5 | Anchorage | 17-I
| University of Alaska Anchorage | Main Apartment Complex, Unit 3 | Replace Mac 3 Glycol Circ Pump P-1 | 8000 | 268642887.5 | 8000 | 268642887.5 | Anchorage | 17-I
| University of Alaska Anchorage | Main Apartment Complex, Unit 3 | Replace Mac 3 Glycol Circ Pump P-2 | 8000 | 268650887.5 | 8000 | 268650887.5 | Anchorage | 17-I
| University of Alaska Anchorage | Main Apartment Complex, Unit 3 | Replace Openings Exterior Doors | 375000 | 269025887.5 | 375000 | 269025887.5 | Anchorage | 17-I
| University of Alaska Anchorage | Main Apartment Complex, Unit 3 | Replace Openings Skylights | 234000 | 269259887.5 | 234000 | 269259887.5 | Anchorage | 17-I
| University of Alaska Anchorage | Main Apartment Complex, Unit 3 | Replace Structural Exterior Stairs | 13000 | 269272887.5 | 13000 | 269272887.5 | Anchorage | 17-I
| University of Alaska Anchorage | Main Apartment Complex, Unit 3 | Replace Supply Piping Building Distribution | 387000 | 269659887.5 | 387000 | 269659887.5 | Anchorage | 17-I
| University of Alaska Anchorage | Main Apartment Complex, Unit 3 | Replace Walls Painting | 124000 | 269783887.5 | 124000 | 269783887.5 | Anchorage | 17-I
| University of Alaska Anchorage | Main Apartment Complex, Unit 3 | Replace Waste Piping Drainage Piping & Drains | 277000 | 270060887.5 | 277000 | 270060887.5 | Anchorage | 17-I
| University of Alaska Anchorage | Main Apartment Complex, Unit 3 | Upgrade to full electronic DDC - Hybrid system currently in place | 17000 | 270077887.5 | 17000 | 270077887.5 | Anchorage | 17-I
| University of Alaska Anchorage | Main Apartment Complex, Unit 4 | Replace Building Distribution Building Wiring | 338000 | 270415887.5 | 338000 | 270415887.5 | Anchorage | 17-I
| University of Alaska Anchorage | Main Apartment Complex, Unit 4 | Replace Building Distribution Circuit Breaker Panels | 51000 | 270466887.5 | 51000 | 270466887.5 | Anchorage | 17-I
| University of Alaska Anchorage | Main Apartment Complex, Unit 4 | Replace Building Distribution Emergency Circuit Wiring | 84000 | 270550887.5 | 84000 | 270550887.5 | Anchorage | 17-I
| University of Alaska Anchorage | Main Apartment Complex, Unit 4 | Replace Building Distribution Main Building Panels/Switchgear | 39000 | 270589887.5 | 39000 | 270589887.5 | Anchorage | 17-I
| University of Alaska Anchorage | Main Apartment Complex, Unit 4 | Replace Building Distribution Secondary Transformer | 169000 | 270758887.5 | 169000 | 270758887.5 | Anchorage | 17-I
| University of Alaska Anchorage | Main Apartment Complex, Unit 4 | Replace Ceilings Fixed Ceiling Replacement | 338000 | 271096887.5 | 338000 | 271096887.5 | Anchorage | 17-I
| University of Alaska Anchorage | Main Apartment Complex, Unit 4 | Replace CO Detectors (tied into Fire Alarm System) | 68000 | 271164887.5 | 68000 | 271164887.5 | Anchorage | 17-I
| University of Alaska Anchorage | Main Apartment Complex, Unit 4 | Replace ductwork/return air | 260000 | 271424887.5 | 260000 | 271424887.5 | Anchorage | 17-I
| University of Alaska Anchorage | Main Apartment Complex, Unit 4 | Replace Est3 Fire Alarm System | 133000 | 271557887.5 | 133000 | 271557887.5 | Anchorage | 17-I
| University of Alaska Anchorage | Main Apartment Complex, Unit 4 | Replace Ext. Painting Panels | 197000 | 271754887.5 | 197000 | 271754887.5 | Anchorage | 17-I
| University of Alaska Anchorage | Main Apartment Complex, Unit 4 | Replace Fixtures/Lighting Outlets and Switches | 152000 | 271906887.5 | 152000 | 271906887.5 | Anchorage | 17-I
| University of Alaska Anchorage | Main Apartment Complex, Unit 4 | Replace Floors Carpet | 216000 | 272122887.5 | 216000 | 272122887.5 | Anchorage | 17-I
| University of Alaska Anchorage | Main Apartment Complex, Unit 4 | Replace Floors Tile | 22000 | 272144887.5 | 22000 | 272144887.5 | Anchorage | 17-I
| University of Alaska Anchorage | Main Apartment Complex, Unit 4 | Replace Floors VCT | 14000 | 272158887.5 | 14000 | 272158887.5 | Anchorage | 17-I
| University of Alaska Anchorage | Main Apartment Complex, Unit 4 | Replace Heat Vent Makeup Fan | 78000 | 272236887.5 | 78000 | 272236887.5 | Anchorage | 17-I
| University of Alaska Anchorage | Main Apartment Complex, Unit 4 | Replace Hot Water Baseboard Radiatior | 6000 | 272242887.5 | 6000 | 272242887.5 | Anchorage | 17-I
| University of Alaska Anchorage | Main Apartment Complex, Unit 4 | Replace Interior Doors & Doorways | 480000 | 272722887.5 | 480000 | 272722887.5 | Anchorage | 17-I
| University of Alaska Anchorage | Main Apartment Complex, Unit 4 | Replace Mac 4 Annual Roof Pm (Metal) | 387000 | 273109887.5 | 387000 | 273109887.5 | Anchorage | 17-I
| University of Alaska Anchorage | Main Apartment Complex, Unit 4 | Replace Mac 4 Glycol Circ Pump P-1 | 8000 | 273117887.5 | 8000 | 273117887.5 | Anchorage | 17-I
| University of Alaska Anchorage | Main Apartment Complex, Unit 4 | Replace Mac 4 Glycol Circ Pump P-2 | 8000 | 273125887.5 | 8000 | 273125887.5 | Anchorage | 17-I
| University of Alaska Anchorage | Main Apartment Complex, Unit 4 | Replace Openings Exterior Doors | 344000 | 273469887.5 | 344000 | 273469887.5 | Anchorage | 17-I
| University of Alaska Anchorage | Main Apartment Complex, Unit 4 | Replace Openings Skylights | 234000 | 273703887.5 | 234000 | 273703887.5 | Anchorage | 17-I
| University of Alaska Anchorage | Main Apartment Complex, Unit 4 | Replace Structural Exterior Stairs | 13000 | 273716887.5 | 13000 | 273716887.5 | Anchorage | 17-I
| University of Alaska Anchorage | Main Apartment Complex, Unit 4 | Replace Supply Piping Building Distribution | 394000 | 274110887.5 | 394000 | 274110887.5 | Anchorage | 17-I
| University of Alaska Anchorage | Main Apartment Complex, Unit 4 | Replace Ventilation Fume Hoods - Kitchen | 469000 | 274579887.5 | 469000 | 274579887.5 | Anchorage | 17-I
| University of Alaska Anchorage | Main Apartment Complex, Unit 4 | Replace Walls Painting | 126000 | 274705887.5 | 126000 | 274705887.5 | Anchorage | 17-I
| University of Alaska Anchorage | Main Apartment Complex, Unit 4 | Replace Waste Piping Drainage Piping & Drains | 281000 | 274986887.5 | 281000 | 274986887.5 | Anchorage | 17-I
| University of Alaska Anchorage | Main Apartment Complex, Unit 4 | Upgrade to full electronic DDC - Hybrid system currently in place | 17000 | 275003887.5 | 17000 | 275003887.5 | Anchorage | 17-I
| University of Alaska Anchorage | Main Apartment Complex, Unit 5 | Replace Building Distribution Building Wiring | 314000 | 275317887.5 | 314000 | 275317887.5 | Anchorage | 17-I
| University of Alaska Anchorage | Main Apartment Complex, Unit 5 | Replace Building Distribution Circuit Breaker Panels | 47000 | 275364887.5 | 47000 | 275364887.5 | Anchorage | 17-I
| University of Alaska Anchorage | Main Apartment Complex, Unit 5 | Replace Building Distribution Emergency Circuit Wiring | 78000 | 275442887.5 | 78000 | 275442887.5 | Anchorage | 17-I
| University of Alaska Anchorage | Main Apartment Complex, Unit 5 | Replace Building Distribution Main Building Panels/Switchgear | 39000 | 275481887.5 | 39000 | 275481887.5 | Anchorage | 17-I
| University of Alaska Anchorage | Main Apartment Complex, Unit 5 | Replace Building Distribution Secondary Transformer | 157000 | 275638887.5 | 157000 | 275638887.5 | Anchorage | 17-I
| University of Alaska Anchorage | Main Apartment Complex, Unit 5 | Replace Ceilings Fixed Ceiling Replacement | 314000 | 275952887.5 | 314000 | 275952887.5 | Anchorage | 17-I
| University of Alaska Anchorage | Main Apartment Complex, Unit 5 | Replace CO Detectors (tied into Fire Alarm System) | 63000 | 276015887.5 | 63000 | 276015887.5 | Anchorage | 17-I
| University of Alaska Anchorage | Main Apartment Complex, Unit 5 | Replace ductwork/return air | 242000 | 276257887.5 | 242000 | 276257887.5 | Anchorage | 17-I
| University of Alaska Anchorage | Main Apartment Complex, Unit 5 | Replace Est3 Fire Alarm System | 133000 | 276390887.5 | 133000 | 276390887.5 | Anchorage | 17-I
| University of Alaska Anchorage | Main Apartment Complex, Unit 5 | Replace Ext. Painting Panels | 183000 | 276573887.5 | 183000 | 276573887.5 | Anchorage | 17-I
| University of Alaska Anchorage | Main Apartment Complex, Unit 5 | Replace Fixtures/Lighting Indoor Lighting | 167000 | 276740887.5 | 167000 | 276740887.5 | Anchorage | 17-I
| University of Alaska Anchorage | Main Apartment Complex, Unit 5 | Replace Fixtures/Lighting Outlets and Switches | 152000 | 276892887.5 | 152000 | 276892887.5 | Anchorage | 17-I
| University of Alaska Anchorage | Main Apartment Complex, Unit 5 | Replace Floors Carpet | 201000 | 277093887.5 | 201000 | 277093887.5 | Anchorage | 17-I
| University of Alaska Anchorage | Main Apartment Complex, Unit 5 | Replace Floors Tile | 20000 | 277113887.5 | 20000 | 277113887.5 | Anchorage | 17-I
| University of Alaska Anchorage | Main Apartment Complex, Unit 5 | Replace Floors VCT | 13000 | 277126887.5 | 13000 | 277126887.5 | Anchorage | 17-I
| University of Alaska Anchorage | Main Apartment Complex, Unit 5 | Replace Heat Vent Makeup Fan | 78000 | 277204887.5 | 78000 | 277204887.5 | Anchorage | 17-I
| University of Alaska Anchorage | Main Apartment Complex, Unit 5 | Replace Hot Water Baseboard Radiatior | 6000 | 277210887.5 | 6000 | 277210887.5 | Anchorage | 17-I
| University of Alaska Anchorage | Main Apartment Complex, Unit 5 | Replace Interior Doors & Doorways | 435000 | 277645887.5 | 435000 | 277645887.5 | Anchorage | 17-I
| University of Alaska Anchorage | Main Apartment Complex, Unit 5 | Replace Mac 5 Annual Roof Pm (Metal) | 387000 | 278032887.5 | 387000 | 278032887.5 | Anchorage | 17-I
| University of Alaska Anchorage | Main Apartment Complex, Unit 5 | Replace Mac 5 Glycol Circ Pump P-1 | 8000 | 278040887.5 | 8000 | 278040887.5 | Anchorage | 17-I
| University of Alaska Anchorage | Main Apartment Complex, Unit 5 | Replace Mac 5 Glycol Circ Pump P-2 | 8000 | 278048887.5 | 8000 | 278048887.5 | Anchorage | 17-I
| University of Alaska Anchorage | Main Apartment Complex, Unit 5 | Replace Openings Exterior Doors | 297000 | 278345887.5 | 297000 | 278345887.5 | Anchorage | 17-I
| University of Alaska Anchorage | Main Apartment Complex, Unit 5 | Replace Openings Skylights | 234000 | 278579887.5 | 234000 | 278579887.5 | Anchorage | 17-I
| University of Alaska Anchorage | Main Apartment Complex, Unit 5 | Replace Structural Exterior Stairs | 13000 | 278592887.5 | 13000 | 278592887.5 | Anchorage | 17-I
| University of Alaska Anchorage | Main Apartment Complex, Unit 5 | Replace Supply Piping Building Distribution | 366000 | 278958887.5 | 366000 | 278958887.5 | Anchorage | 17-I
| University of Alaska Anchorage | Main Apartment Complex, Unit 5 | Replace Ventilation Fume Hoods - Kitchen | 430000 | 279388887.5 | 430000 | 279388887.5 | Anchorage | 17-I
| University of Alaska Anchorage | Main Apartment Complex, Unit 5 | Replace Walls Painting | 117000 | 279505887.5 | 117000 | 279505887.5 | Anchorage | 17-I
| University of Alaska Anchorage | Main Apartment Complex, Unit 5 | Replace Waste Piping Drainage Piping & Drains | 261000 | 279766887.5 | 261000 | 279766887.5 | Anchorage | 17-I
| University of Alaska Anchorage | Main Apartment Complex, Unit 5 | Upgrade to full electronic DDC - Hybrid system currently in place | 17000 | 279783887.5 | 17000 | 279783887.5 | Anchorage | 17-I
| University of Alaska Anchorage | Main Apartment Complex, Unit 6 | Replace Bathroom Renovations Small Bath - 1 to 3 units with Shower | 664000 | 280447887.5 | 664000 | 280447887.5 | Anchorage | 17-I
| University of Alaska Anchorage | Main Apartment Complex, Unit 6 | Replace Boiler Room Fan 1 | 78000 | 280525887.5 | 78000 | 280525887.5 | Anchorage | 17-I
| University of Alaska Anchorage | Main Apartment Complex, Unit 6 | Replace Building Distribution Automatic Transfer Switch | 25000 | 280550887.5 | 25000 | 280550887.5 | Anchorage | 17-I
| University of Alaska Anchorage | Main Apartment Complex, Unit 6 | Replace Building Distribution Building Wiring | 483000 | 281033887.5 | 483000 | 281033887.5 | Anchorage | 17-I
| University of Alaska Anchorage | Main Apartment Complex, Unit 6 | Replace Building Distribution Circuit Breaker Panels | 72000 | 281105887.5 | 72000 | 281105887.5 | Anchorage | 17-I
| University of Alaska Anchorage | Main Apartment Complex, Unit 6 | Replace Building Distribution Emergency Circuit Wiring | 121000 | 281226887.5 | 121000 | 281226887.5 | Anchorage | 17-I
| University of Alaska Anchorage | Main Apartment Complex, Unit 6 | Replace Building Distribution Main Building Panels/Switchgear | 39000 | 281265887.5 | 39000 | 281265887.5 | Anchorage | 17-I
| University of Alaska Anchorage | Main Apartment Complex, Unit 6 | Replace Building Distribution Secondary Transformer | 241000 | 281506887.5 | 241000 | 281506887.5 | Anchorage | 17-I
| University of Alaska Anchorage | Main Apartment Complex, Unit 6 | Replace Burnham Condensing Boiler 1A Ak #143326 | 386000 | 281892887.5 | 386000 | 281892887.5 | Anchorage | 17-I
| University of Alaska Anchorage | Main Apartment Complex, Unit 6 | Replace Burnham Condensing Boiler 1B Alaska #143327 | 386000 | 282278887.5 | 386000 | 282278887.5 | Anchorage | 17-I
| University of Alaska Anchorage | Main Apartment Complex, Unit 6 | Replace Ceilings Fixed Ceiling Replacement | 483000 | 282761887.5 | 483000 | 282761887.5 | Anchorage | 17-I
| University of Alaska Anchorage | Main Apartment Complex, Unit 6 | Replace CO Detectors (tied into Fire Alarm System) | 97000 | 282858887.5 | 97000 | 282858887.5 | Anchorage | 17-I
| University of Alaska Anchorage | Main Apartment Complex, Unit 6 | Replace Domestic Hot Water Heater 1 | 58000 | 282916887.5 | 58000 | 282916887.5 | Anchorage | 17-I
| University of Alaska Anchorage | Main Apartment Complex, Unit 6 | Replace Domestic Water Expansion Tank 6-Et-1 | 23000 | 282939887.5 | 23000 | 282939887.5 | Anchorage | 17-I
| University of Alaska Anchorage | Main Apartment Complex, Unit 6 | Replace ductwork/return air | 372000 | 283311887.5 | 372000 | 283311887.5 | Anchorage | 17-I
| University of Alaska Anchorage | Main Apartment Complex, Unit 6 | Replace Est3 Fire Alarm System | 133000 | 283444887.5 | 133000 | 283444887.5 | Anchorage | 17-I
| University of Alaska Anchorage | Main Apartment Complex, Unit 6 | Replace Ext. Painting Panels | 282000 | 283726887.5 | 282000 | 283726887.5 | Anchorage | 17-I
| University of Alaska Anchorage | Main Apartment Complex, Unit 6 | Replace Fixtures & Fittings Faucets & Sinks | 68000 | 283794887.5 | 68000 | 283794887.5 | Anchorage | 17-I
| University of Alaska Anchorage | Main Apartment Complex, Unit 6 | Replace Fixtures/Lighting Outlets and Switches | 152000 | 283946887.5 | 152000 | 283946887.5 | Anchorage | 17-I
| University of Alaska Anchorage | Main Apartment Complex, Unit 6 | Replace Floors Carpet | 348000 | 284294887.5 | 348000 | 284294887.5 | Anchorage | 17-I
| University of Alaska Anchorage | Main Apartment Complex, Unit 6 | Replace Floors Tile | 31000 | 284325887.5 | 31000 | 284325887.5 | Anchorage | 17-I
| University of Alaska Anchorage | Main Apartment Complex, Unit 6 | Replace Glycol Expansion Tank 6-Et-2 | 23000 | 284348887.5 | 23000 | 284348887.5 | Anchorage | 17-I
| University of Alaska Anchorage | Main Apartment Complex, Unit 6 | Replace Glycol Fill Tank 1 | 2000 | 284350887.5 | 2000 | 284350887.5 | Anchorage | 17-I
| University of Alaska Anchorage | Main Apartment Complex, Unit 6 | Replace Heat Vent Makeup Fan | 78000 | 284428887.5 | 78000 | 284428887.5 | Anchorage | 17-I
| University of Alaska Anchorage | Main Apartment Complex, Unit 6 | Replace Interior Doors & Doorways | 670000 | 285098887.5 | 670000 | 285098887.5 | Anchorage | 17-I
| University of Alaska Anchorage | Main Apartment Complex, Unit 6 | Replace Mac 6 Annual Roof Pm (Metal) | 516000 | 285614887.5 | 516000 | 285614887.5 | Anchorage | 17-I
| University of Alaska Anchorage | Main Apartment Complex, Unit 6 | Replace Openings Exterior Doors | 484000 | 286098887.5 | 484000 | 286098887.5 | Anchorage | 17-I
| University of Alaska Anchorage | Main Apartment Complex, Unit 6 | Replace Openings Skylights | 234000 | 286332887.5 | 234000 | 286332887.5 | Anchorage | 17-I
| University of Alaska Anchorage | Main Apartment Complex, Unit 6 | Replace Structural Exterior Stairs | 20000 | 286352887.5 | 20000 | 286352887.5 | Anchorage | 17-I
| University of Alaska Anchorage | Main Apartment Complex, Unit 6 | Replace Supply Piping Building Distribution | 563000 | 286915887.5 | 563000 | 286915887.5 | Anchorage | 17-I
| University of Alaska Anchorage | Main Apartment Complex, Unit 6 | Replace Ventilation Fume Hoods - Kitchen | 664000 | 287579887.5 | 664000 | 287579887.5 | Anchorage | 17-I
| University of Alaska Anchorage | Main Apartment Complex, Unit 6 | Replace Walls Painting | 180000 | 287759887.5 | 180000 | 287759887.5 | Anchorage | 17-I
| University of Alaska Anchorage | Main Apartment Complex, Unit 6 | Replace Waste Piping Drainage Piping & Drains | 402000 | 288161887.5 | 402000 | 288161887.5 | Anchorage | 17-I
| University of Alaska Anchorage | Main Apartment Complex, Unit 6 | Upgrade to full electronic DDC - Hybrid system currently in place | 25000 | 288186887.5 | 25000 | 288186887.5 | Anchorage | 17-I
| University of Alaska Anchorage | McDonald, Beatrice G. Hall | Point and refinish painted block wall, 1st floor | 252000 | 288438887.5 | 252000 | 288438887.5 | Anchorage | 17-I
| University of Alaska Anchorage | McDonald, Beatrice G. Hall | Replace carpet | 220000 | 288658887.5 | 220000 | 288658887.5 | Anchorage | 17-I
| University of Alaska Anchorage | McDonald, Beatrice G. Hall | Replace central station A.H.U. | 427000 | 289085887.5 | 427000 | 289085887.5 | Anchorage | 17-I
| University of Alaska Anchorage | McDonald, Beatrice G. Hall | Replace expansion tank | 121000 | 289206887.5 | 121000 | 289206887.5 | Anchorage | 17-I
| University of Alaska Anchorage | McDonald, Beatrice G. Hall | Replace unit heater, steam | 18000 | 289224887.5 | 18000 | 289224887.5 | Anchorage | 17-I
| University of Alaska Anchorage | McDonald, Beatrice G. Hall | Replace variable frequency drive | 101000 | 289325887.5 | 101000 | 289325887.5 | Anchorage | 17-I
| University of Alaska Anchorage | Monserud, Sally Hall | 5 ea. 9348 Switches, 2 ea UPS's | 47000 | 289372887.5 | 47000 | 289372887.5 | Anchorage | 17-I
| University of Alaska Anchorage | Monserud, Sally Hall | Ductwork Cleaning | 17000 | 289389887.5 | 17000 | 289389887.5 | Anchorage | 17-I
| University of Alaska Anchorage | Monserud, Sally Hall | Repaint Ext. Painting Panels | 193000 | 289582887.5 | 193000 | 289582887.5 | Anchorage | 17-I
| University of Alaska Anchorage | Monserud, Sally Hall | Replace Ada Accessible Door | 30000 | 289612887.5 | 30000 | 289612887.5 | Anchorage | 17-I
| University of Alaska Anchorage | Monserud, Sally Hall | Replace Air Handler (Major Remodel of space needed) | 449000 | 290061887.5 | 449000 | 290061887.5 | Anchorage | 17-I
| University of Alaska Anchorage | Monserud, Sally Hall | Replace Bathroom Renovations Med Bath - 4 to 5 units no Shower | 156000 | 290217887.5 | 156000 | 290217887.5 | Anchorage | 17-I
| University of Alaska Anchorage | Monserud, Sally Hall | Replace boiler | 331000 | 290548887.5 | 331000 | 290548887.5 | Anchorage | 17-I
| University of Alaska Anchorage | Monserud, Sally Hall | Replace Boiler 1 | 331000 | 290879887.5 | 331000 | 290879887.5 | Anchorage | 17-I
| University of Alaska Anchorage | Monserud, Sally Hall | Replace Boiler 2 | 331000 | 291210887.5 | 331000 | 291210887.5 | Anchorage | 17-I
| University of Alaska Anchorage | Monserud, Sally Hall | Replace Boiler Recirc Pump 3 | 8000 | 291218887.5 | 8000 | 291218887.5 | Anchorage | 17-I
| University of Alaska Anchorage | Monserud, Sally Hall | Replace Boiler Room Mau Sf-1 | 78000 | 291296887.5 | 78000 | 291296887.5 | Anchorage | 17-I
| University of Alaska Anchorage | Monserud, Sally Hall | Replace Building Distribution Automatic Transfer Switch | 25000 | 291321887.5 | 25000 | 291321887.5 | Anchorage | 17-I
| University of Alaska Anchorage | Monserud, Sally Hall | Replace Building Distribution Building Piping - 2 Pipe or steam | 414000 | 291735887.5 | 414000 | 291735887.5 | Anchorage | 17-I
| University of Alaska Anchorage | Monserud, Sally Hall | Replace Building Distribution Building Wiring | 414000 | 292149887.5 | 414000 | 292149887.5 | Anchorage | 17-I
| University of Alaska Anchorage | Monserud, Sally Hall | Replace Building Distribution Circuit Breaker Panels | 62000 | 292211887.5 | 62000 | 292211887.5 | Anchorage | 17-I
| University of Alaska Anchorage | Monserud, Sally Hall | Replace Building Distribution Emergency Circuit Wiring | 103000 | 292314887.5 | 103000 | 292314887.5 | Anchorage | 17-I
| University of Alaska Anchorage | Monserud, Sally Hall | Replace Building Distribution Main Building Panels/Switchgear | 39000 | 292353887.5 | 39000 | 292353887.5 | Anchorage | 17-I
| University of Alaska Anchorage | Monserud, Sally Hall | Replace Building Distribution Secondary Transformer | 207000 | 292560887.5 | 207000 | 292560887.5 | Anchorage | 17-I
| University of Alaska Anchorage | Monserud, Sally Hall | Replace building piping | 600000 | 293160887.5 | 600000 | 293160887.5 | Anchorage | 17-I
| University of Alaska Anchorage | Monserud, Sally Hall | Replace Ceilings Drop Ceiling Replacement | 276000 | 293436887.5 | 276000 | 293436887.5 | Anchorage | 17-I
| University of Alaska Anchorage | Monserud, Sally Hall | Replace Circ Pumps | 8000 | 293444887.5 | 8000 | 293444887.5 | Anchorage | 17-I
| University of Alaska Anchorage | Monserud, Sally Hall | Replace ductwork/return air | 319000 | 293763887.5 | 319000 | 293763887.5 | Anchorage | 17-I
| University of Alaska Anchorage | Monserud, Sally Hall | Replace East Entry Heater | 6000 | 293769887.5 | 6000 | 293769887.5 | Anchorage | 17-I
| University of Alaska Anchorage | Monserud, Sally Hall | Replace Est3 Fire Alarm System | 133000 | 293902887.5 | 133000 | 293902887.5 | Anchorage | 17-I
| University of Alaska Anchorage | Monserud, Sally Hall | Replace Fan Dx Unit For Comm Room | 39000 | 293941887.5 | 39000 | 293941887.5 | Anchorage | 17-I
| University of Alaska Anchorage | Monserud, Sally Hall | Replace Fire Alarm Nac Circuit Power Supply | 399000 | 294340887.5 | 399000 | 294340887.5 | Anchorage | 17-I
| University of Alaska Anchorage | Monserud, Sally Hall | Replace Fire Protection/ Egress Exit Signage | 43000 | 294383887.5 | 43000 | 294383887.5 | Anchorage | 17-I
| University of Alaska Anchorage | Monserud, Sally Hall | Replace Fixtures & Fittings Faucets & Sinks | 4000 | 294387887.5 | 4000 | 294387887.5 | Anchorage | 17-I
| University of Alaska Anchorage | Monserud, Sally Hall | Replace Fixtures/Lighting Indoor Lighting | 221000 | 294608887.5 | 221000 | 294608887.5 | Anchorage | 17-I
| University of Alaska Anchorage | Monserud, Sally Hall | Replace Fixtures/Lighting Occupancy Sensors for Lighting | 9000 | 294617887.5 | 9000 | 294617887.5 | Anchorage | 17-I
| University of Alaska Anchorage | Monserud, Sally Hall | Replace Fixtures/Lighting Outlets and Switches | 60000 | 294677887.5 | 60000 | 294677887.5 | Anchorage | 17-I
| University of Alaska Anchorage | Monserud, Sally Hall | Replace Generation Emergency/ Backup Generation | 4000 | 294681887.5 | 4000 | 294681887.5 | Anchorage | 17-I
| University of Alaska Anchorage | Monserud, Sally Hall | Replace Glycol Piping | 950000 | 295631887.5 | 950000 | 295631887.5 | Anchorage | 17-I
| University of Alaska Anchorage | Monserud, Sally Hall | Replace Glycol System Pump 1 | 8000 | 295639887.5 | 8000 | 295639887.5 | Anchorage | 17-I
| University of Alaska Anchorage | Monserud, Sally Hall | Replace Glycol System Pump 2 | 8000 | 295647887.5 | 8000 | 295647887.5 | Anchorage | 17-I
| University of Alaska Anchorage | Monserud, Sally Hall | Replace Gutters & Leaders Leaders- Interior | 2000 | 295649887.5 | 2000 | 295649887.5 | Anchorage | 17-I
| University of Alaska Anchorage | Monserud, Sally Hall | Replace Interior Doors & Doorways | 270000 | 295919887.5 | 270000 | 295919887.5 | Anchorage | 17-I
| University of Alaska Anchorage | Monserud, Sally Hall | Replace Math Lab Heating And Cooling Rtu | 2000 | 295921887.5 | 2000 | 295921887.5 | Anchorage | 17-I
| University of Alaska Anchorage | Monserud, Sally Hall | Replace Ne Entry Way Heater | 6000 | 295927887.5 | 6000 | 295927887.5 | Anchorage | 17-I
| University of Alaska Anchorage | Monserud, Sally Hall | Replace Nw Entry Way Heater | 6000 | 295933887.5 | 6000 | 295933887.5 | Anchorage | 17-I
| University of Alaska Anchorage | Monserud, Sally Hall | Replace Openings Windows - Medium | 94000 | 296027887.5 | 94000 | 296027887.5 | Anchorage | 17-I
| University of Alaska Anchorage | Monserud, Sally Hall | Replace RTU 1 | 150000 | 296177887.5 | 150000 | 296177887.5 | Anchorage | 17-I
| University of Alaska Anchorage | Monserud, Sally Hall | Replace Rtu 1 Computer Lab Dc Component | 2000 | 296179887.5 | 2000 | 296179887.5 | Anchorage | 17-I
| University of Alaska Anchorage | Monserud, Sally Hall | Replace RTU 2 | 150000 | 296329887.5 | 150000 | 296329887.5 | Anchorage | 17-I
| University of Alaska Anchorage | Monserud, Sally Hall | Replace Secondary Service Motor Control Center | 125000 | 296454887.5 | 125000 | 296454887.5 | Anchorage | 17-I
| University of Alaska Anchorage | Monserud, Sally Hall | Replace Smh Annual Roof Pm (Bur Ballasted) | 493000 | 296947887.5 | 493000 | 296947887.5 | Anchorage | 17-I
| University of Alaska Anchorage | Monserud, Sally Hall | Replace South Entry Way Heater | 6000 | 296953887.5 | 6000 | 296953887.5 | Anchorage | 17-I
| University of Alaska Anchorage | Monserud, Sally Hall | Replace Supply Fan 1 | 125000 | 297078887.5 | 125000 | 297078887.5 | Anchorage | 17-I
| University of Alaska Anchorage | Monserud, Sally Hall | Replace Supply Piping Building Distribution | 483000 | 297561887.5 | 483000 | 297561887.5 | Anchorage | 17-I
| University of Alaska Anchorage | Monserud, Sally Hall | Replace W Entry Way Heater | 6000 | 297567887.5 | 6000 | 297567887.5 | Anchorage | 17-I
| University of Alaska Anchorage | Monserud, Sally Hall | Replace Walls Painting | 154000 | 297721887.5 | 154000 | 297721887.5 | Anchorage | 17-I
| University of Alaska Anchorage | Monserud, Sally Hall | Replace Waste Piping Drainage Piping & Drains | 345000 | 298066887.5 | 345000 | 298066887.5 | Anchorage | 17-I
| University of Alaska Anchorage | Monserud, Sally Hall | Replace Writing Lab Heating Cooling Rtu | 2000 | 298068887.5 | 2000 | 298068887.5 | Anchorage | 17-I
| University of Alaska Anchorage | Monserud, Sally Hall | Should be addressed every 10 years joints between precast panels | 11000 | 298079887.5 | 11000 | 298079887.5 | Anchorage | 17-I
| University of Alaska Anchorage | Monserud, Sally Hall | Some cabling needs to be replaced | 60000 | 298139887.5 | 60000 | 298139887.5 | Anchorage | 17-I
| University of Alaska Anchorage | Monserud, Sally Hall | Upgrade to electronic DDC | 2000 | 298141887.5 | 2000 | 298141887.5 | Anchorage | 17-I
| University of Alaska Anchorage | Natural Sciences Building | Interior Wall Painting | 133000 | 298274887.5 | 133000 | 298274887.5 | Anchorage | 17-I
| University of Alaska Anchorage | Natural Sciences Building | Replace circulator. pump, 1 H.P. | 28000 | 298302887.5 | 28000 | 298302887.5 | Anchorage | 17-I
| University of Alaska Anchorage | Natural Sciences Building | Replace DHW Storage | 16000 | 298318887.5 | 16000 | 298318887.5 | Anchorage | 17-I
| University of Alaska Anchorage | Natural Sciences Building | Replace expansion tank | 78000 | 298396887.5 | 78000 | 298396887.5 | Anchorage | 17-I
| University of Alaska Anchorage | Natural Sciences Building | Replace fan, induced draft | 48000 | 298444887.5 | 48000 | 298444887.5 | Anchorage | 17-I
| University of Alaska Anchorage | Natural Sciences Building | Replace fluorescent fixture, lay-in, recess mtd, 2' x 4', two 40 W | 246000 | 298690887.5 | 246000 | 298690887.5 | Anchorage | 17-I
| University of Alaska Anchorage | Natural Sciences Building | Replace fume hood sash | 156000 | 298846887.5 | 156000 | 298846887.5 | Anchorage | 17-I
| University of Alaska Anchorage | Natural Sciences Building | Replace pump / motor assembly circulation pump, 3 HP | 2000 | 298848887.5 | 2000 | 298848887.5 | Anchorage | 17-I
| University of Alaska Anchorage | Natural Sciences Building | Replace roof mounted exhaust fan | 49000 | 298897887.5 | 49000 | 298897887.5 | Anchorage | 17-I
| University of Alaska Anchorage | Natural Sciences Building | Replace secondary transformer | 197000 | 299094887.5 | 197000 | 299094887.5 | Anchorage | 17-I
| University of Alaska Anchorage | Natural Sciences Building | Replace separator | 4000 | 299098887.5 | 4000 | 299098887.5 | Anchorage | 17-I
| University of Alaska Anchorage | Natural Sciences Building | Replace switchgeartop line | 62000 | 299160887.5 | 62000 | 299160887.5 | Anchorage | 17-I
| University of Alaska Anchorage | Natural Sciences Building | Replace variable frequency drive | 138000 | 299298887.5 | 138000 | 299298887.5 | Anchorage | 17-I
| University of Alaska Anchorage | North Hall | 1 ea. UPS | 3500 | 299302387.5 | 3500 | 299302387.5 | Anchorage | 17-I
| University of Alaska Anchorage | North Hall | Recaulking Building Exteriors | 30000 | 299332387.5 | 30000 | 299332387.5 | Anchorage | 17-I
| University of Alaska Anchorage | North Hall | Replace Air Handling Dampers | 30000 | 299362387.5 | 30000 | 299362387.5 | Anchorage | 17-I
| University of Alaska Anchorage | North Hall | Replace Bathroom Renovations Small Bath | 2414000 | 301776387.5 | 2414000 | 301776387.5 | Anchorage | 17-I
| University of Alaska Anchorage | North Hall | Replace Boiler 1R Alaska #2K0907 | 500000 | 302276387.5 | 500000 | 302276387.5 | Anchorage | 17-I
| University of Alaska Anchorage | North Hall | Replace Boiler 2R Alaska #2K8906 | 500000 | 302776387.5 | 500000 | 302776387.5 | Anchorage | 17-I
| University of Alaska Anchorage | North Hall | Replace Boiler Room Makeup Air Fan | 78000 | 302854387.5 | 78000 | 302854387.5 | Anchorage | 17-I
| University of Alaska Anchorage | North Hall | Replace Cab Elevator Passenger 3000 Lbs | 150000 | 303004387.5 | 150000 | 303004387.5 | Anchorage | 17-I
| University of Alaska Anchorage | North Hall | Replace Ceilings Drop Ceiling Replacement | 161000 | 303165387.5 | 161000 | 303165387.5 | Anchorage | 17-I
| University of Alaska Anchorage | North Hall | Replace Ceilings Fixed Ceiling Replacement | 967000 | 304132387.5 | 967000 | 304132387.5 | Anchorage | 17-I
| University of Alaska Anchorage | North Hall | Replace Comm Room Ac Unit | 39000 | 304171387.5 | 39000 | 304171387.5 | Anchorage | 17-I
| University of Alaska Anchorage | North Hall | Replace Controls Elevator Passenger 3000 Lbs | 175000 | 304346387.5 | 175000 | 304346387.5 | Anchorage | 17-I
| University of Alaska Anchorage | North Hall | Replace Domestic Hot Water Circ Pump 7 | 8000 | 304354387.5 | 8000 | 304354387.5 | Anchorage | 17-I
| University of Alaska Anchorage | North Hall | Replace Elevator Passenger 3000 Lbs | 500000 | 304854387.5 | 500000 | 304854387.5 | Anchorage | 17-I
| University of Alaska Anchorage | North Hall | Replace Evo High Efficiency On Demand Water Heater Cascade Lead | 12000 | 304866387.5 | 12000 | 304866387.5 | Anchorage | 17-I
| University of Alaska Anchorage | North Hall | Replace Evo High Efficiency On Demand Water Heater Lag 1 | 12000 | 304878387.5 | 12000 | 304878387.5 | Anchorage | 17-I
| University of Alaska Anchorage | North Hall | Replace Evo High Efficiency On Demand Water Heater Lag 2 | 12000 | 304890387.5 | 12000 | 304890387.5 | Anchorage | 17-I
| University of Alaska Anchorage | North Hall | Replace Expansion Tank Et-1R Alaska #121254 | 23000 | 304913387.5 | 23000 | 304913387.5 | Anchorage | 17-I
| University of Alaska Anchorage | North Hall | Replace Expansion Tank Et-2R | 23000 | 304936387.5 | 23000 | 304936387.5 | Anchorage | 17-I
| University of Alaska Anchorage | North Hall | Replace Expansion Tank Et-3R | 23000 | 304959387.5 | 23000 | 304959387.5 | Anchorage | 17-I
| University of Alaska Anchorage | North Hall | Replace Fixtures & Fittings Faucets & Sinks | 4000 | 304963387.5 | 4000 | 304963387.5 | Anchorage | 17-I
| University of Alaska Anchorage | North Hall | Replace Fixtures/Lighting Indoor Lighting | 645000 | 305608387.5 | 645000 | 305608387.5 | Anchorage | 17-I
| University of Alaska Anchorage | North Hall | Replace Fixtures/Lighting Outlets and Switches | 411000 | 306019387.5 | 411000 | 306019387.5 | Anchorage | 17-I
| University of Alaska Anchorage | North Hall | Replace Floors Carpet | 677000 | 306696387.5 | 677000 | 306696387.5 | Anchorage | 17-I
| University of Alaska Anchorage | North Hall | Replace Floors Tile | 77000 | 306773387.5 | 77000 | 306773387.5 | Anchorage | 17-I
| University of Alaska Anchorage | North Hall | Replace Floors VCT | 100000 | 306873387.5 | 100000 | 306873387.5 | Anchorage | 17-I
| University of Alaska Anchorage | North Hall | Replace Glycol Circ Pump 3R | 8000 | 306881387.5 | 8000 | 306881387.5 | Anchorage | 17-I
| University of Alaska Anchorage | North Hall | Replace Glycol Circ Pump 4R | 8000 | 306889387.5 | 8000 | 306889387.5 | Anchorage | 17-I
| University of Alaska Anchorage | North Hall | Replace Glycol Fill Tank | 2000 | 306891387.5 | 2000 | 306891387.5 | Anchorage | 17-I
| University of Alaska Anchorage | North Hall | Replace Glycol Heat Exchanger | 145000 | 307036387.5 | 145000 | 307036387.5 | Anchorage | 17-I
| University of Alaska Anchorage | North Hall | Replace Glycol Pump 1-R | 8000 | 307044387.5 | 8000 | 307044387.5 | Anchorage | 17-I
| University of Alaska Anchorage | North Hall | Replace Glycol Pump 2-R | 8000 | 307052387.5 | 8000 | 307052387.5 | Anchorage | 17-I
| University of Alaska Anchorage | North Hall | Replace Interior Doors & Doorways | 2180000 | 309232387.5 | 2180000 | 309232387.5 | Anchorage | 17-I
| University of Alaska Anchorage | North Hall | Replace Main Entry West Heater 1A | 6000 | 309238387.5 | 6000 | 309238387.5 | Anchorage | 17-I
| University of Alaska Anchorage | North Hall | Replace North Hall Annual Roof Pm (Tpo) | 316000 | 309554387.5 | 316000 | 309554387.5 | Anchorage | 17-I
| University of Alaska Anchorage | North Hall | Replace Openings Exterior Doors | 125000 | 309679387.5 | 125000 | 309679387.5 | Anchorage | 17-I
| University of Alaska Anchorage | North Hall | Replace Openings Windows - Large | 188000 | 309867387.5 | 188000 | 309867387.5 | Anchorage | 17-I
| University of Alaska Anchorage | North Hall | Replace Openings Windows - Small | 373000 | 310240387.5 | 373000 | 310240387.5 | Anchorage | 17-I
| University of Alaska Anchorage | North Hall | Replace Piping | 1209000 | 311449387.5 | 1209000 | 311449387.5 | Anchorage | 17-I
| University of Alaska Anchorage | North Hall | Replace Rear Entry Heater East 1B | 6000 | 311455387.5 | 6000 | 311455387.5 | Anchorage | 17-I
| University of Alaska Anchorage | North Hall | Replace Rtu 1D | 2000000 | 313455387.5 | 2000000 | 313455387.5 | Anchorage | 17-I
| University of Alaska Anchorage | North Hall | Replace Rtu 1R | 125000 | 313580387.5 | 125000 | 313580387.5 | Anchorage | 17-I
| University of Alaska Anchorage | North Hall | Replace Rtu 2D | 2000000 | 315580387.5 | 2000000 | 315580387.5 | Anchorage | 17-I
| University of Alaska Anchorage | North Hall | Replace Rtu 2R | 125000 | 315705387.5 | 125000 | 315705387.5 | Anchorage | 17-I
| University of Alaska Anchorage | North Hall | Replace Rtu Coil Pump 5D | 8000 | 315713387.5 | 8000 | 315713387.5 | Anchorage | 17-I
| University of Alaska Anchorage | North Hall | Replace Rtu Coil Pump 6D | 8000 | 315721387.5 | 8000 | 315721387.5 | Anchorage | 17-I
| University of Alaska Anchorage | North Hall | Replace Supply Piping Building Distribution | 1410000 | 317131387.5 | 1410000 | 317131387.5 | Anchorage | 17-I
| University of Alaska Anchorage | North Hall | Replace Transfer Fan Tf-1 | 125000 | 317256387.5 | 125000 | 317256387.5 | Anchorage | 17-I
| University of Alaska Anchorage | North Hall | Replace Transfer Fan Tf-2 | 125000 | 317381387.5 | 125000 | 317381387.5 | Anchorage | 17-I
| University of Alaska Anchorage | North Hall | Replace Walls Painting | 200000 | 317581387.5 | 200000 | 317581387.5 | Anchorage | 17-I
| University of Alaska Anchorage | North Hall | Replace Waste Piping Drainage Piping & Drains | 1007000 | 318588387.5 | 1007000 | 318588387.5 | Anchorage | 17-I
| University of Alaska Anchorage | North Hall | Upgrade to electronic DDC | 300000 | 318888387.5 | 300000 | 318888387.5 | Anchorage | 17-I
| University of Alaska Anchorage | Parrish Bridge | Replace Daikin A/C Unit 1 | 39000 | 318927387.5 | 39000 | 318927387.5 | Anchorage | 17-I
| University of Alaska Anchorage | Parrish Bridge | Replace Daikin A/C Unit 2 | 39000 | 318966387.5 | 39000 | 318966387.5 | Anchorage | 17-I
| University of Alaska Anchorage | Parrish Bridge | Replace Daikin A/C Unit 3 | 39000 | 319005387.5 | 39000 | 319005387.5 | Anchorage | 17-I
| University of Alaska Anchorage | Professional Studies Building | 1 ea. 9410 Switch, 4 ea. 9348 Switches | 134000 | 319139387.5 | 134000 | 319139387.5 | Anchorage | 17-I
| University of Alaska Anchorage | Professional Studies Building | Cabling 2nd floor | 180000 | 319319387.5 | 180000 | 319319387.5 | Anchorage | 17-I
| University of Alaska Anchorage | Professional Studies Building | Repair Large Crack in stairwell Wall | 341000 | 319660387.5 | 341000 | 319660387.5 | Anchorage | 17-I
| University of Alaska Anchorage | Professional Studies Building | Replace 500 Gallon Diesel Above Ground Emergency Generator Fuel Tank | 16000 | 319676387.5 | 16000 | 319676387.5 | Anchorage | 17-I
| University of Alaska Anchorage | Professional Studies Building | Replace Ada Accessible Door | 25000 | 319701387.5 | 25000 | 319701387.5 | Anchorage | 17-I
| University of Alaska Anchorage | Professional Studies Building | Replace Aquifer Cooling Well | 8000 | 319709387.5 | 8000 | 319709387.5 | Anchorage | 17-I
| University of Alaska Anchorage | Professional Studies Building | Replace Baldor Glycol Pump | 16000 | 319725387.5 | 16000 | 319725387.5 | Anchorage | 17-I
| University of Alaska Anchorage | Professional Studies Building | Replace Bathroom Renovations Large Bath - 6+ units with shower | 1875000 | 321600387.5 | 1875000 | 321600387.5 | Anchorage | 17-I
| University of Alaska Anchorage | Professional Studies Building | Replace Building Distribution Automatic Transfer Switch | 75000 | 321675387.5 | 75000 | 321675387.5 | Anchorage | 17-I
| University of Alaska Anchorage | Professional Studies Building | Replace Building Distribution Building Wiring | 1638000 | 323313387.5 | 1638000 | 323313387.5 | Anchorage | 17-I
| University of Alaska Anchorage | Professional Studies Building | Replace Building Distribution Circuit Breaker Panels | 123000 | 323436387.5 | 123000 | 323436387.5 | Anchorage | 17-I
| University of Alaska Anchorage | Professional Studies Building | Replace Building Distribution Emergency Circuit Wiring | 409000 | 323845387.5 | 409000 | 323845387.5 | Anchorage | 17-I
| University of Alaska Anchorage | Professional Studies Building | Replace Building Distribution Main Building Panels/Switchgear | 39000 | 323884387.5 | 39000 | 323884387.5 | Anchorage | 17-I
| University of Alaska Anchorage | Professional Studies Building | Replace Building Distribution Secondary Transformer | 810000 | 324694387.5 | 810000 | 324694387.5 | Anchorage | 17-I
| University of Alaska Anchorage | Professional Studies Building | Replace Ceilings Drop Ceiling Panels | 524000 | 325218387.5 | 524000 | 325218387.5 | Anchorage | 17-I
| University of Alaska Anchorage | Professional Studies Building | Replace Ceilings Drop Ceiling Replacement | 1092000 | 326310387.5 | 1092000 | 326310387.5 | Anchorage | 17-I
| University of Alaska Anchorage | Professional Studies Building | Replace Controls South Elevator Passenger 2500 Lbs | 175000 | 326485387.5 | 175000 | 326485387.5 | Anchorage | 17-I
| University of Alaska Anchorage | Professional Studies Building | Replace East Entry Way Heater | 18000 | 326503387.5 | 18000 | 326503387.5 | Anchorage | 17-I
| University of Alaska Anchorage | Professional Studies Building | Replace Exhaust Fan | 5000 | 326508387.5 | 5000 | 326508387.5 | Anchorage | 17-I
| University of Alaska Anchorage | Professional Studies Building | Replace Ext. Painting Panels | 955000 | 327463387.5 | 955000 | 327463387.5 | Anchorage | 17-I
| University of Alaska Anchorage | Professional Studies Building | Replace Fan Exhaust Air Shop | 5000 | 327468387.5 | 5000 | 327468387.5 | Anchorage | 17-I
| University of Alaska Anchorage | Professional Studies Building | Replace Fan Exhaust Air Toilets | 5000 | 327473387.5 | 5000 | 327473387.5 | Anchorage | 17-I
| University of Alaska Anchorage | Professional Studies Building | Replace Fire Alarm Nac Circuit Power Supply | 266000 | 327739387.5 | 266000 | 327739387.5 | Anchorage | 17-I
| University of Alaska Anchorage | Professional Studies Building | Replace Fire Protection/ Egress Exit Signage | 171000 | 327910387.5 | 171000 | 327910387.5 | Anchorage | 17-I
| University of Alaska Anchorage | Professional Studies Building | Replace Floors Carpet | 1310000 | 329220387.5 | 1310000 | 329220387.5 | Anchorage | 17-I
| University of Alaska Anchorage | Professional Studies Building | Replace Glycol Piping | 3500000 | 332720387.5 | 3500000 | 332720387.5 | Anchorage | 17-I
| University of Alaska Anchorage | Professional Studies Building | Replace Grundfos Ups 40-160F Glycol Pump | 16000 | 332736387.5 | 16000 | 332736387.5 | Anchorage | 17-I
| University of Alaska Anchorage | Professional Studies Building | Replace Grundfos Ups 80-160 Glycol Pump | 8000 | 332744387.5 | 8000 | 332744387.5 | Anchorage | 17-I
| University of Alaska Anchorage | Professional Studies Building | Replace Grundfos Ups.40-160F Glycol Pump | 8000 | 332752387.5 | 8000 | 332752387.5 | Anchorage | 17-I
| University of Alaska Anchorage | Professional Studies Building | Replace Gutters & Leaders Leaders- Interior | 1000 | 332753387.5 | 1000 | 332753387.5 | Anchorage | 17-I
| University of Alaska Anchorage | Professional Studies Building | Replace Interior Doors & Doorways | 1250000 | 334003387.5 | 1250000 | 334003387.5 | Anchorage | 17-I
| University of Alaska Anchorage | Professional Studies Building | Replace North Elevator Passenger 2000 Lbs | 500000 | 334503387.5 | 500000 | 334503387.5 | Anchorage | 17-I
| University of Alaska Anchorage | Professional Studies Building | Replace North Entry Way Cabinet Heater | 6000 | 334509387.5 | 6000 | 334509387.5 | Anchorage | 17-I
| University of Alaska Anchorage | Professional Studies Building | Replace North Entry Way Heater | 6000 | 334515387.5 | 6000 | 334515387.5 | Anchorage | 17-I
| University of Alaska Anchorage | Professional Studies Building | Replace Openings Exterior Doors | 219000 | 334734387.5 | 219000 | 334734387.5 | Anchorage | 17-I
| University of Alaska Anchorage | Professional Studies Building | Replace Openings Skylights | 78000 | 334812387.5 | 78000 | 334812387.5 | Anchorage | 17-I
| University of Alaska Anchorage | Professional Studies Building | Replace Openings Windows - Medium | 928000 | 335740387.5 | 928000 | 335740387.5 | Anchorage | 17-I
| University of Alaska Anchorage | Professional Studies Building | Replace Operating Sinks | 16000 | 335756387.5 | 16000 | 335756387.5 | Anchorage | 17-I
| University of Alaska Anchorage | Professional Studies Building | Replace Paa Supply Fan 1 (Sf-1) | 750000 | 336506387.5 | 750000 | 336506387.5 | Anchorage | 17-I
| University of Alaska Anchorage | Professional Studies Building | Replace Psb Annual Roof Pm (Bur Ballasted) | 1519000 | 338025387.5 | 1519000 | 338025387.5 | Anchorage | 17-I
| University of Alaska Anchorage | Professional Studies Building | Replace Pump Glycol Ahu Coil | 24000 | 338049387.5 | 24000 | 338049387.5 | Anchorage | 17-I
| University of Alaska Anchorage | Professional Studies Building | Replace Pump Makeup Water | 8000 | 338057387.5 | 8000 | 338057387.5 | Anchorage | 17-I
| University of Alaska Anchorage | Professional Studies Building | Replace Pump Water Domestic | 8000 | 338065387.5 | 8000 | 338065387.5 | Anchorage | 17-I
| University of Alaska Anchorage | Professional Studies Building | Replace Railings for east and west stairwells | 30000 | 338095387.5 | 30000 | 338095387.5 | Anchorage | 17-I
| University of Alaska Anchorage | Professional Studies Building | Replace Sealant around Concrete | 61000 | 338156387.5 | 61000 | 338156387.5 | Anchorage | 17-I
| University of Alaska Anchorage | Professional Studies Building | Replace Secondary Service Motor Control Center | 125000 | 338281387.5 | 125000 | 338281387.5 | Anchorage | 17-I
| University of Alaska Anchorage | Professional Studies Building | Replace Sewage Ejection Pump | 117000 | 338398387.5 | 117000 | 338398387.5 | Anchorage | 17-I
| University of Alaska Anchorage | Professional Studies Building | Replace Simpex 4100 Fire Alarm System | 133000 | 338531387.5 | 133000 | 338531387.5 | Anchorage | 17-I
| University of Alaska Anchorage | Professional Studies Building | Replace South Elevator Passenger 2500 Lbs | 500000 | 339031387.5 | 500000 | 339031387.5 | Anchorage | 17-I
| University of Alaska Anchorage | Professional Studies Building | Replace South Entry Way Heater | 6000 | 339037387.5 | 6000 | 339037387.5 | Anchorage | 17-I
| University of Alaska Anchorage | Professional Studies Building | Replace Supply Piping Building Distribution | 1911000 | 340948387.5 | 1911000 | 340948387.5 | Anchorage | 17-I
| University of Alaska Anchorage | Professional Studies Building | Replace Walls Painting | 611000 | 341559387.5 | 611000 | 341559387.5 | Anchorage | 17-I
| University of Alaska Anchorage | Professional Studies Building | Replace Waste Piping Drainage Piping & Drains | 1365000 | 342924387.5 | 1365000 | 342924387.5 | Anchorage | 17-I
| University of Alaska Anchorage | Professional Studies Building | Replace West Entry Way Heater | 6000 | 342930387.5 | 6000 | 342930387.5 | Anchorage | 17-I
| University of Alaska Anchorage | Professional Studies Building | Should be addressed every 10 years joints between precast panels | 39000 | 342969387.5 | 39000 | 342969387.5 | Anchorage | 17-I
| University of Alaska Anchorage | Rasmuson, Ed and Cathy Building | 10 ea. 9348 Switches | 80000 | 343049387.5 | 80000 | 343049387.5 | Anchorage | 17-I
| University of Alaska Anchorage | Rasmuson, Ed and Cathy Building | Replace #1 Right Elevator Passenger 2500 Lbs - US Elevator is our of Business Need Control upgrade | 175000 | 343224387.5 | 175000 | 343224387.5 | Anchorage | 17-I
| University of Alaska Anchorage | Rasmuson, Ed and Cathy Building | Replace #2 Left Elevator Passenger 2500 Lbs - US Elevator is our of Business Need Control upgrade | 175000 | 343399387.5 | 175000 | 343399387.5 | Anchorage | 17-I
| University of Alaska Anchorage | Rasmuson, Ed and Cathy Building | Replace 2000 Gallon Diesel Above Ground Emergency Generator Fuel Tank | 63000 | 343462387.5 | 63000 | 343462387.5 | Anchorage | 17-I
| University of Alaska Anchorage | Rasmuson, Ed and Cathy Building | Replace Air Handler | 1771000 | 345233387.5 | 1771000 | 345233387.5 | Anchorage | 17-I
| University of Alaska Anchorage | Rasmuson, Ed and Cathy Building | Replace Aquifer Cooling Well | 8000 | 345241387.5 | 8000 | 345241387.5 | Anchorage | 17-I
| University of Alaska Anchorage | Rasmuson, Ed and Cathy Building | Replace Bathroom Renovations Large Bath - 6+ units no Shower | 1094000 | 346335387.5 | 1094000 | 346335387.5 | Anchorage | 17-I
| University of Alaska Anchorage | Rasmuson, Ed and Cathy Building | Replace Bathroom Renovations Med Bath - 4 to 5 units no Shower | 78000 | 346413387.5 | 78000 | 346413387.5 | Anchorage | 17-I
| University of Alaska Anchorage | Rasmuson, Ed and Cathy Building | Replace Billable Server Room Liebert A/C Unit | 39000 | 346452387.5 | 39000 | 346452387.5 | Anchorage | 17-I
| University of Alaska Anchorage | Rasmuson, Ed and Cathy Building | Replace Bldg Return/Relief Rf-1A | 125000 | 346577387.5 | 125000 | 346577387.5 | Anchorage | 17-I
| University of Alaska Anchorage | Rasmuson, Ed and Cathy Building | Replace Bldg Return/Relief Rf-1B | 125000 | 346702387.5 | 125000 | 346702387.5 | Anchorage | 17-I
| University of Alaska Anchorage | Rasmuson, Ed and Cathy Building | Replace Bldg Return/Relief Rf-1C | 125000 | 346827387.5 | 125000 | 346827387.5 | Anchorage | 17-I
| University of Alaska Anchorage | Rasmuson, Ed and Cathy Building | Replace Bldg Return/Relief Rf-1D | 125000 | 346952387.5 | 125000 | 346952387.5 | Anchorage | 17-I
| University of Alaska Anchorage | Rasmuson, Ed and Cathy Building | Replace Boiler 1A | 1306000 | 348258387.5 | 1306000 | 348258387.5 | Anchorage | 17-I
| University of Alaska Anchorage | Rasmuson, Ed and Cathy Building | Replace Boiler 1B | 1306000 | 349564387.5 | 1306000 | 349564387.5 | Anchorage | 17-I
| University of Alaska Anchorage | Rasmuson, Ed and Cathy Building | Replace Boiler Recirc Pump 2 | 16000 | 349580387.5 | 16000 | 349580387.5 | Anchorage | 17-I
| University of Alaska Anchorage | Rasmuson, Ed and Cathy Building | Replace Boiler Room Mau Fan Vf-1 | 5000 | 349585387.5 | 5000 | 349585387.5 | Anchorage | 17-I
| University of Alaska Anchorage | Rasmuson, Ed and Cathy Building | Replace Building Distribution Automatic Transfer Switch | 25000 | 349610387.5 | 25000 | 349610387.5 | Anchorage | 17-I
| University of Alaska Anchorage | Rasmuson, Ed and Cathy Building | Replace Building Distribution Building Wiring | 1633000 | 351243387.5 | 1633000 | 351243387.5 | Anchorage | 17-I
| University of Alaska Anchorage | Rasmuson, Ed and Cathy Building | Replace Building Distribution Circuit Breaker Panels | 245000 | 351488387.5 | 245000 | 351488387.5 | Anchorage | 17-I
| University of Alaska Anchorage | Rasmuson, Ed and Cathy Building | Replace Building Distribution Emergency Circuit Wiring | 408000 | 351896387.5 | 408000 | 351896387.5 | Anchorage | 17-I
| University of Alaska Anchorage | Rasmuson, Ed and Cathy Building | Replace Building Distribution Main Building Panels/Switchgear | 39000 | 351935387.5 | 39000 | 351935387.5 | Anchorage | 17-I
| University of Alaska Anchorage | Rasmuson, Ed and Cathy Building | Replace Building Distribution Secondary Transformer | 816000 | 352751387.5 | 816000 | 352751387.5 | Anchorage | 17-I
| University of Alaska Anchorage | Rasmuson, Ed and Cathy Building | Replace Control Air Compressor | 16000 | 352767387.5 | 16000 | 352767387.5 | Anchorage | 17-I
| University of Alaska Anchorage | Rasmuson, Ed and Cathy Building | Replace Controls | 350000 | 353117387.5 | 350000 | 353117387.5 | Anchorage | 17-I
| University of Alaska Anchorage | Rasmuson, Ed and Cathy Building | Replace E Entryway Heater | 6000 | 353123387.5 | 6000 | 353123387.5 | Anchorage | 17-I
| University of Alaska Anchorage | Rasmuson, Ed and Cathy Building | Replace East Entryway Heater | 6000 | 353129387.5 | 6000 | 353129387.5 | Anchorage | 17-I
| University of Alaska Anchorage | Rasmuson, Ed and Cathy Building | Replace East Stairwell Entry Way Heater | 6000 | 353135387.5 | 6000 | 353135387.5 | Anchorage | 17-I
| University of Alaska Anchorage | Rasmuson, Ed and Cathy Building | Replace Fan Coil Unit Vf-4 | 5000 | 353140387.5 | 5000 | 353140387.5 | Anchorage | 17-I
| University of Alaska Anchorage | Rasmuson, Ed and Cathy Building | Replace Fan Coil Unit Vf-5 | 5000 | 353145387.5 | 5000 | 353145387.5 | Anchorage | 17-I
| University of Alaska Anchorage | Rasmuson, Ed and Cathy Building | Replace Fan Coil Unit Vf-6 | 5000 | 353150387.5 | 5000 | 353150387.5 | Anchorage | 17-I
| University of Alaska Anchorage | Rasmuson, Ed and Cathy Building | Replace Fan Coil Unit Vf-7 | 5000 | 353155387.5 | 5000 | 353155387.5 | Anchorage | 17-I
| University of Alaska Anchorage | Rasmuson, Ed and Cathy Building | Replace Fixtures & Fittings Faucets & Sinks | 4000 | 353159387.5 | 4000 | 353159387.5 | Anchorage | 17-I
| University of Alaska Anchorage | Rasmuson, Ed and Cathy Building | Replace Fixtures/Lighting Indoor Lighting | 871000 | 354030387.5 | 871000 | 354030387.5 | Anchorage | 17-I
| University of Alaska Anchorage | Rasmuson, Ed and Cathy Building | Replace Fixtures/Lighting Occupancy Sensors for Lighting | 34000 | 354064387.5 | 34000 | 354064387.5 | Anchorage | 17-I
| University of Alaska Anchorage | Rasmuson, Ed and Cathy Building | Replace Fixtures/Lighting Outlets and Switches | 304000 | 354368387.5 | 304000 | 354368387.5 | Anchorage | 17-I
| University of Alaska Anchorage | Rasmuson, Ed and Cathy Building | Replace Floors Carpet | 1306000 | 355674387.5 | 1306000 | 355674387.5 | Anchorage | 17-I
| University of Alaska Anchorage | Rasmuson, Ed and Cathy Building | Replace Generation Emergency/ Backup Generation | 127000 | 355801387.5 | 127000 | 355801387.5 | Anchorage | 17-I
| University of Alaska Anchorage | Rasmuson, Ed and Cathy Building | Replace Glycol Pump P7A | 8000 | 355809387.5 | 8000 | 355809387.5 | Anchorage | 17-I
| University of Alaska Anchorage | Rasmuson, Ed and Cathy Building | Replace Glycol Pump P7B | 8000 | 355817387.5 | 8000 | 355817387.5 | Anchorage | 17-I
| University of Alaska Anchorage | Rasmuson, Ed and Cathy Building | Replace Glycol System Pump 1A | 8000 | 355825387.5 | 8000 | 355825387.5 | Anchorage | 17-I
| University of Alaska Anchorage | Rasmuson, Ed and Cathy Building | Replace Glycol System Pump 1B | 8000 | 355833387.5 | 8000 | 355833387.5 | Anchorage | 17-I
| University of Alaska Anchorage | Rasmuson, Ed and Cathy Building | Replace Honeywell Delta Net Fire Alarm System | 133000 | 355966387.5 | 133000 | 355966387.5 | Anchorage | 17-I
| University of Alaska Anchorage | Rasmuson, Ed and Cathy Building | Replace Interior Doors & Doorways | 1440000 | 357406387.5 | 1440000 | 357406387.5 | Anchorage | 17-I
| University of Alaska Anchorage | Rasmuson, Ed and Cathy Building | Replace Main Electrical Room Ventilation Fan Vf-2 | 5000 | 357411387.5 | 5000 | 357411387.5 | Anchorage | 17-I
| University of Alaska Anchorage | Rasmuson, Ed and Cathy Building | Replace Makeup Pump 6 | 8000 | 357419387.5 | 8000 | 357419387.5 | Anchorage | 17-I
| University of Alaska Anchorage | Rasmuson, Ed and Cathy Building | Replace North Entryway Heater | 6000 | 357425387.5 | 6000 | 357425387.5 | Anchorage | 17-I
| University of Alaska Anchorage | Rasmuson, Ed and Cathy Building | Replace Openings Exterior Doors | 188000 | 357613387.5 | 188000 | 357613387.5 | Anchorage | 17-I
| University of Alaska Anchorage | Rasmuson, Ed and Cathy Building | Replace Piping (Radiant Heat) | 1633000 | 359246387.5 | 1633000 | 359246387.5 | Anchorage | 17-I
| University of Alaska Anchorage | Rasmuson, Ed and Cathy Building | Replace Room 101 Perimeter Heating Fan Vf-3 | 5000 | 359251387.5 | 5000 | 359251387.5 | Anchorage | 17-I
| University of Alaska Anchorage | Rasmuson, Ed and Cathy Building | Replace S Entry Way Heater | 6000 | 359257387.5 | 6000 | 359257387.5 | Anchorage | 17-I
| University of Alaska Anchorage | Rasmuson, Ed and Cathy Building | Replace Sealant around Concrete | 59000 | 359316387.5 | 59000 | 359316387.5 | Anchorage | 17-I
| University of Alaska Anchorage | Rasmuson, Ed and Cathy Building | Replace Secondary Service Motor Control Center | 125000 | 359441387.5 | 125000 | 359441387.5 | Anchorage | 17-I
| University of Alaska Anchorage | Rasmuson, Ed and Cathy Building | Replace Structural Siding | 102000 | 359543387.5 | 102000 | 359543387.5 | Anchorage | 17-I
| University of Alaska Anchorage | Rasmuson, Ed and Cathy Building | Replace Vent Mau Vf1 | 78000 | 359621387.5 | 78000 | 359621387.5 | Anchorage | 17-I
| University of Alaska Anchorage | Rasmuson, Ed and Cathy Building | Replace Vertical Systems Elevators Cab Upgrade | 300000 | 359921387.5 | 300000 | 359921387.5 | Anchorage | 17-I
| University of Alaska Anchorage | Rasmuson, Ed and Cathy Building | Replace W Entry Way Heater | 6000 | 359927387.5 | 6000 | 359927387.5 | Anchorage | 17-I
| University of Alaska Anchorage | Rasmuson, Ed and Cathy Building | Replace Waste Piping Drainage Piping & Drains | 1361000 | 361288387.5 | 1361000 | 361288387.5 | Anchorage | 17-I
| University of Alaska Anchorage | Rasmuson, Ed and Cathy Building | Replace Well Pump Variable Speed Drive | 13000 | 361301387.5 | 13000 | 361301387.5 | Anchorage | 17-I
| University of Alaska Anchorage | Rasmuson, Ed and Cathy Building | Replace West Stairwell Entryway Heater | 6000 | 361307387.5 | 6000 | 361307387.5 | Anchorage | 17-I
| University of Alaska Anchorage | Rasmuson, Ed and Cathy Building | Upgrade to full electronic DDC - Hybrid system currently in place | 87000 | 361394387.5 | 87000 | 361394387.5 | Anchorage | 17-I
| University of Alaska Anchorage | Seawolf Sports Complex | 3 ea. 9348 Switches | 24000 | 361418387.5 | 24000 | 361418387.5 | Anchorage | 17-I
| University of Alaska Anchorage | Seawolf Sports Complex | Recaulking Building Exteriors | 64000 | 361482387.5 | 64000 | 361482387.5 | Anchorage | 17-I
| University of Alaska Anchorage | Seawolf Sports Complex | Remove Compressor Rm Ef 8 | 5000 | 361487387.5 | 5000 | 361487387.5 | Anchorage | 17-I
| University of Alaska Anchorage | Seawolf Sports Complex | Replace Ada Accessible Door | 30000 | 361517387.5 | 30000 | 361517387.5 | Anchorage | 17-I
| University of Alaska Anchorage | Seawolf Sports Complex | Replace Bldg Relief Fan 2 | 125000 | 361642387.5 | 125000 | 361642387.5 | Anchorage | 17-I
| University of Alaska Anchorage | Seawolf Sports Complex | Replace Bldg Relief Fan 3 | 125000 | 361767387.5 | 125000 | 361767387.5 | Anchorage | 17-I
| University of Alaska Anchorage | Seawolf Sports Complex | Replace Bldg Relief Fan 4 | 125000 | 361892387.5 | 125000 | 361892387.5 | Anchorage | 17-I
| University of Alaska Anchorage | Seawolf Sports Complex | Replace Bldg Relief Fan 5 | 125000 | 362017387.5 | 125000 | 362017387.5 | Anchorage | 17-I
| University of Alaska Anchorage | Seawolf Sports Complex | Replace Bleacher Vent Fan | 5000 | 362022387.5 | 5000 | 362022387.5 | Anchorage | 17-I
| University of Alaska Anchorage | Seawolf Sports Complex | Replace Building Distribution Automatic Transfer Switch, for bookstore and student union as well | 25000 | 362047387.5 | 25000 | 362047387.5 | Anchorage | 17-I
| University of Alaska Anchorage | Seawolf Sports Complex | Replace Building Distribution Building Wiring | 2006000 | 364053387.5 | 2006000 | 364053387.5 | Anchorage | 17-I
| University of Alaska Anchorage | Seawolf Sports Complex | Replace Building Distribution Circuit Breaker Panels | 226000 | 364279387.5 | 226000 | 364279387.5 | Anchorage | 17-I
| University of Alaska Anchorage | Seawolf Sports Complex | Replace Building Distribution Emergency Circuit Wiring | 501000 | 364780387.5 | 501000 | 364780387.5 | Anchorage | 17-I
| University of Alaska Anchorage | Seawolf Sports Complex | Replace Building Distribution Secondary Transformer | 752000 | 365532387.5 | 752000 | 365532387.5 | Anchorage | 17-I
| University of Alaska Anchorage | Seawolf Sports Complex | Replace Campus Distribution Primary Transformer 1994 | 60000 | 365592387.5 | 60000 | 365592387.5 | Anchorage | 17-I
| University of Alaska Anchorage | Seawolf Sports Complex | Replace Campus Distribution Switches | 625000 | 366217387.5 | 625000 | 366217387.5 | Anchorage | 17-I
| University of Alaska Anchorage | Seawolf Sports Complex | Replace Cold Tub | 25000 | 366242387.5 | 25000 | 366242387.5 | Anchorage | 17-I
| University of Alaska Anchorage | Seawolf Sports Complex | Replace Control Air Compressor | 16000 | 366258387.5 | 16000 | 366258387.5 | Anchorage | 17-I
| University of Alaska Anchorage | Seawolf Sports Complex | Replace DHW Generation DHW Converter | 16000 | 366274387.5 | 16000 | 366274387.5 | Anchorage | 17-I
| University of Alaska Anchorage | Seawolf Sports Complex | Replace DHW Generation DHW Storage | 38000 | 366312387.5 | 38000 | 366312387.5 | Anchorage | 17-I
| University of Alaska Anchorage | Seawolf Sports Complex | Replace Elec & Zam Rm Ef 7 | 5000 | 366317387.5 | 5000 | 366317387.5 | Anchorage | 17-I
| University of Alaska Anchorage | Seawolf Sports Complex | Replace Elevator Passenger 2500 Lbs | 500000 | 366817387.5 | 500000 | 366817387.5 | Anchorage | 17-I
| University of Alaska Anchorage | Seawolf Sports Complex | Replace Entry Way Heater | 48000 | 366865387.5 | 48000 | 366865387.5 | Anchorage | 17-I
| University of Alaska Anchorage | Seawolf Sports Complex | Replace Entry Way Heater East Unit | 6000 | 366871387.5 | 6000 | 366871387.5 | Anchorage | 17-I
| University of Alaska Anchorage | Seawolf Sports Complex | Replace Entry Way Heater Left Unit | 6000 | 366877387.5 | 6000 | 366877387.5 | Anchorage | 17-I
| University of Alaska Anchorage | Seawolf Sports Complex | Replace Entry Way Htr East Unit | 6000 | 366883387.5 | 6000 | 366883387.5 | Anchorage | 17-I
| University of Alaska Anchorage | Seawolf Sports Complex | Replace Entry Way Htr Left Unit | 6000 | 366889387.5 | 6000 | 366889387.5 | Anchorage | 17-I
| University of Alaska Anchorage | Seawolf Sports Complex | Replace Entry Way Htr Right Unit | 12000 | 366901387.5 | 12000 | 366901387.5 | Anchorage | 17-I
| University of Alaska Anchorage | Seawolf Sports Complex | Replace Entry Way Htr Tanaina | 6000 | 366907387.5 | 6000 | 366907387.5 | Anchorage | 17-I
| University of Alaska Anchorage | Seawolf Sports Complex | Replace Entry Way Htr West Unit | 12000 | 366919387.5 | 12000 | 366919387.5 | Anchorage | 17-I
| University of Alaska Anchorage | Seawolf Sports Complex | Replace Fan Dx Unit For Comm Room | 39000 | 366958387.5 | 39000 | 366958387.5 | Anchorage | 17-I
| University of Alaska Anchorage | Seawolf Sports Complex | Replace Fire Alarm Nac Circuit Power Supply | 266000 | 367224387.5 | 266000 | 367224387.5 | Anchorage | 17-I
| University of Alaska Anchorage | Seawolf Sports Complex | Replace Fixtures & Fittings Faucets & Sinks | 4000 | 367228387.5 | 4000 | 367228387.5 | Anchorage | 17-I
| University of Alaska Anchorage | Seawolf Sports Complex | Replace Fixtures/Lighting Indoor Lighting - Gym | 374000 | 367602387.5 | 374000 | 367602387.5 | Anchorage | 17-I
| University of Alaska Anchorage | Seawolf Sports Complex | Replace Fixtures/Lighting Occupancy Sensors for Lighting | 42000 | 367644387.5 | 42000 | 367644387.5 | Anchorage | 17-I
| University of Alaska Anchorage | Seawolf Sports Complex | Replace Fixtures/Lighting Outlets and Switches | 118000 | 367762387.5 | 118000 | 367762387.5 | Anchorage | 17-I
| University of Alaska Anchorage | Seawolf Sports Complex | Replace Glycol Piping | 3500000 | 371262387.5 | 3500000 | 371262387.5 | Anchorage | 17-I
| University of Alaska Anchorage | Seawolf Sports Complex | Replace Honeywell Delta Net Fire Alarm System | 133000 | 371395387.5 | 133000 | 371395387.5 | Anchorage | 17-I
| University of Alaska Anchorage | Seawolf Sports Complex | Replace Hot Tub | 25000 | 371420387.5 | 25000 | 371420387.5 | Anchorage | 17-I
| University of Alaska Anchorage | Seawolf Sports Complex | Replace Ice Rink Compressor 1 | 16000 | 371436387.5 | 16000 | 371436387.5 | Anchorage | 17-I
| University of Alaska Anchorage | Seawolf Sports Complex | Replace Ice Rink Compressor 2 | 16000 | 371452387.5 | 16000 | 371452387.5 | Anchorage | 17-I
| University of Alaska Anchorage | Seawolf Sports Complex | Replace Ice Rink System | 2500000 | 373952387.5 | 2500000 | 373952387.5 | Anchorage | 17-I
| University of Alaska Anchorage | Seawolf Sports Complex | Replace Openings Exterior Doors | 438000 | 374390387.5 | 438000 | 374390387.5 | Anchorage | 17-I
| University of Alaska Anchorage | Seawolf Sports Complex | Replace Openings Windows - Medium | 594000 | 374984387.5 | 594000 | 374984387.5 | Anchorage | 17-I
| University of Alaska Anchorage | Seawolf Sports Complex | Replace Overhead Door Electric | 25000 | 375009387.5 | 25000 | 375009387.5 | Anchorage | 17-I
| University of Alaska Anchorage | Seawolf Sports Complex | Replace Overhead Door Rink | 25000 | 375034387.5 | 25000 | 375034387.5 | Anchorage | 17-I
| University of Alaska Anchorage | Seawolf Sports Complex | Replace Pef Supply Fan Vsd (Vfd) - Ahu1E | 13000 | 375047387.5 | 13000 | 375047387.5 | Anchorage | 17-I
| University of Alaska Anchorage | Seawolf Sports Complex | Replace Pef Supply Fan Vsd (Vfd) - Ahu1W | 13000 | 375060387.5 | 13000 | 375060387.5 | Anchorage | 17-I
| University of Alaska Anchorage | Seawolf Sports Complex | Replace Pool Air Handler | 250000 | 375310387.5 | 250000 | 375310387.5 | Anchorage | 17-I
| University of Alaska Anchorage | Seawolf Sports Complex | Replace Pool Assembly | 750000 | 376060387.5 | 750000 | 376060387.5 | Anchorage | 17-I
| University of Alaska Anchorage | Seawolf Sports Complex | Replace Pool Circ-Filter Pump 1 | 8000 | 376068387.5 | 8000 | 376068387.5 | Anchorage | 17-I
| University of Alaska Anchorage | Seawolf Sports Complex | Replace Pool Filtration System | 500000 | 376568387.5 | 500000 | 376568387.5 | Anchorage | 17-I
| University of Alaska Anchorage | Seawolf Sports Complex | Replace Pool Heat Exchanger | 40000 | 376608387.5 | 40000 | 376608387.5 | Anchorage | 17-I
| University of Alaska Anchorage | Seawolf Sports Complex | Replace Pool Heat Exchangers Alaska State Id # 141907Ak | 241000 | 376849387.5 | 241000 | 376849387.5 | Anchorage | 17-I
| University of Alaska Anchorage | Seawolf Sports Complex | Replace Pool Hydromatic Pumps | 120000 | 376969387.5 | 120000 | 376969387.5 | Anchorage | 17-I
| University of Alaska Anchorage | Seawolf Sports Complex | Replace Pool Lining | 1000000 | 377969387.5 | 1000000 | 377969387.5 | Anchorage | 17-I
| University of Alaska Anchorage | Seawolf Sports Complex | Replace Pool Return Fan | 125000 | 378094387.5 | 125000 | 378094387.5 | Anchorage | 17-I
| University of Alaska Anchorage | Seawolf Sports Complex | Replace Pool Supply Fan | 39000 | 378133387.5 | 39000 | 378133387.5 | Anchorage | 17-I
| University of Alaska Anchorage | Seawolf Sports Complex | Replace Rink Compressor Rm Mau | 78000 | 378211387.5 | 78000 | 378211387.5 | Anchorage | 17-I
| University of Alaska Anchorage | Seawolf Sports Complex | Replace Rink Refrigerant Piping | 950000 | 379161387.5 | 950000 | 379161387.5 | Anchorage | 17-I
| University of Alaska Anchorage | Seawolf Sports Complex | Replace South Sections - Lower | 357000 | 379518387.5 | 357000 | 379518387.5 | Anchorage | 17-I
| University of Alaska Anchorage | Seawolf Sports Complex | Replace Structural Siding | 125000 | 379643387.5 | 125000 | 379643387.5 | Anchorage | 17-I
| University of Alaska Anchorage | Seawolf Sports Complex | Replace Tanaina & Menfs Lockerfs Ef | 5000 | 379648387.5 | 5000 | 379648387.5 | Anchorage | 17-I
| University of Alaska Anchorage | Seawolf Sports Complex | Replace Tanaina Perimeter Reheat | 125000 | 379773387.5 | 125000 | 379773387.5 | Anchorage | 17-I
| University of Alaska Anchorage | Seawolf Sports Complex | Replace Waste Piping Drainage Piping & Drains | 1672000 | 381445387.5 | 1672000 | 381445387.5 | Anchorage | 17-I
| University of Alaska Anchorage | Seawolf Sports Complex | Replace Weight Rm Supply Fan | 125000 | 381570387.5 | 125000 | 381570387.5 | Anchorage | 17-I
| University of Alaska Anchorage | Seawolf Sports Complex | Replace Womenfs Locker Room | 5000 | 381575387.5 | 5000 | 381575387.5 | Anchorage | 17-I
| University of Alaska Anchorage | Seawolf Sports Complex | Upgrade to full electronic DDC - Hybrid system currently in place | 107000 | 381682387.5 | 107000 | 381682387.5 | Anchorage | 17-I
| University of Alaska Anchorage | Short, Eugene Building | 3 ea. 9348 Switches | 24000 | 381706387.5 | 24000 | 381706387.5 | Anchorage | 17-I
| University of Alaska Anchorage | Short, Eugene Building | Ductwork Cleaning | 19000 | 381725387.5 | 19000 | 381725387.5 | Anchorage | 17-I
| University of Alaska Anchorage | Short, Eugene Building | Install Fixtures/Lighting Occupancy Sensors for Lighting | 9000 | 381734387.5 | 9000 | 381734387.5 | Anchorage | 17-I
| University of Alaska Anchorage | Short, Eugene Building | Replace 500 Gallon Diesel Above Ground Emergency Generator Fuel Tank | 16000 | 381750387.5 | 16000 | 381750387.5 | Anchorage | 17-I
| University of Alaska Anchorage | Short, Eugene Building | Replace Ada Accessible Door | 5000 | 381755387.5 | 5000 | 381755387.5 | Anchorage | 17-I
| University of Alaska Anchorage | Short, Eugene Building | Replace Ahu Coil Pump 1 - Maintenance | 8000 | 381763387.5 | 8000 | 381763387.5 | Anchorage | 17-I
| University of Alaska Anchorage | Short, Eugene Building | Replace Ahu1 Variable Speed Drive | 13000 | 381776387.5 | 13000 | 381776387.5 | Anchorage | 17-I
| University of Alaska Anchorage | Short, Eugene Building | Replace Air Handler (Major Remodel of space needed) | 486000 | 382262387.5 | 486000 | 382262387.5 | Anchorage | 17-I
| University of Alaska Anchorage | Short, Eugene Building | Replace Bathroom Renovations Med Bath - 4 to 5 units no Shower | 156000 | 382418387.5 | 156000 | 382418387.5 | Anchorage | 17-I
| University of Alaska Anchorage | Short, Eugene Building | Replace Boiler 01 | 358000 | 382776387.5 | 358000 | 382776387.5 | Anchorage | 17-I
| University of Alaska Anchorage | Short, Eugene Building | Replace Boiler 02 | 358000 | 383134387.5 | 358000 | 383134387.5 | Anchorage | 17-I
| University of Alaska Anchorage | Short, Eugene Building | Replace Building Distribution Automatic Transfer Switch | 25000 | 383159387.5 | 25000 | 383159387.5 | Anchorage | 17-I
| University of Alaska Anchorage | Short, Eugene Building | Replace Building Distribution Building Wiring | 448000 | 383607387.5 | 448000 | 383607387.5 | Anchorage | 17-I
| University of Alaska Anchorage | Short, Eugene Building | Replace Building Distribution Circuit Breaker Panels | 67000 | 383674387.5 | 67000 | 383674387.5 | Anchorage | 17-I
| University of Alaska Anchorage | Short, Eugene Building | Replace Building Distribution Emergency Circuit Wiring | 112000 | 383786387.5 | 112000 | 383786387.5 | Anchorage | 17-I
| University of Alaska Anchorage | Short, Eugene Building | Replace Building Distribution Main Building Panels/Switchgear | 39000 | 383825387.5 | 39000 | 383825387.5 | Anchorage | 17-I
| University of Alaska Anchorage | Short, Eugene Building | Replace Building Distribution Secondary Transformer | 224000 | 384049387.5 | 224000 | 384049387.5 | Anchorage | 17-I
| University of Alaska Anchorage | Short, Eugene Building | Replace Ceilings Drop Ceiling Replacement | 299000 | 384348387.5 | 299000 | 384348387.5 | Anchorage | 17-I
| University of Alaska Anchorage | Short, Eugene Building | Replace East Entrance Entry Way Heater | 6000 | 384354387.5 | 6000 | 384354387.5 | Anchorage | 17-I
| University of Alaska Anchorage | Short, Eugene Building | Replace Elevator Passenger 2000 Lbs Moa Tag 3051 | 500000 | 384854387.5 | 500000 | 384854387.5 | Anchorage | 17-I
| University of Alaska Anchorage | Short, Eugene Building | Replace expansion tank | 23000 | 384877387.5 | 23000 | 384877387.5 | Anchorage | 17-I
| University of Alaska Anchorage | Short, Eugene Building | Replace Ext. Painting Panels | 183000 | 385060387.5 | 183000 | 385060387.5 | Anchorage | 17-I
| University of Alaska Anchorage | Short, Eugene Building | Replace Fan Dx Unit For Comm Room | 39000 | 385099387.5 | 39000 | 385099387.5 | Anchorage | 17-I
| University of Alaska Anchorage | Short, Eugene Building | Replace Fan Dx Unit For Dispatch Room | 3000 | 385102387.5 | 3000 | 385102387.5 | Anchorage | 17-I
| University of Alaska Anchorage | Short, Eugene Building | Replace Fire Alarm Annunciator Panel 1 | 133000 | 385235387.5 | 133000 | 385235387.5 | Anchorage | 17-I
| University of Alaska Anchorage | Short, Eugene Building | Replace Fire Alarm Nac Circuit Power Supply | 133000 | 385368387.5 | 133000 | 385368387.5 | Anchorage | 17-I
| University of Alaska Anchorage | Short, Eugene Building | Replace Fire Alarm Panel Est-3 | 133000 | 385501387.5 | 133000 | 385501387.5 | Anchorage | 17-I
| University of Alaska Anchorage | Short, Eugene Building | Replace Fire Alarm System - Ulb Mask Receiver | 133000 | 385634387.5 | 133000 | 385634387.5 | Anchorage | 17-I
| University of Alaska Anchorage | Short, Eugene Building | Replace Fire Alarm System Nac Power Supply Bps-2 | 133000 | 385767387.5 | 133000 | 385767387.5 | Anchorage | 17-I
| University of Alaska Anchorage | Short, Eugene Building | Replace Fire Protection/ Egress Exit Signage | 47000 | 385814387.5 | 47000 | 385814387.5 | Anchorage | 17-I
| University of Alaska Anchorage | Short, Eugene Building | Replace Fireworks Server | 10000 | 385824387.5 | 10000 | 385824387.5 | Anchorage | 17-I
| University of Alaska Anchorage | Short, Eugene Building | Replace Fixtures & Fittings Faucets & Sinks | 4000 | 385828387.5 | 4000 | 385828387.5 | Anchorage | 17-I
| University of Alaska Anchorage | Short, Eugene Building | Replace Fixtures/Lighting Indoor Lighting | 239000 | 386067387.5 | 239000 | 386067387.5 | Anchorage | 17-I
| University of Alaska Anchorage | Short, Eugene Building | Replace Fixtures/Lighting Outlets and Switches | 99000 | 386166387.5 | 99000 | 386166387.5 | Anchorage | 17-I
| University of Alaska Anchorage | Short, Eugene Building | Replace Flex Duct | 345000 | 386511387.5 | 345000 | 386511387.5 | Anchorage | 17-I
| University of Alaska Anchorage | Short, Eugene Building | Replace Floors Carpet | 358000 | 386869387.5 | 358000 | 386869387.5 | Anchorage | 17-I
| University of Alaska Anchorage | Short, Eugene Building | Replace Generation Emergency/ Backup Generation, also feeds allied health | 76000 | 386945387.5 | 76000 | 386945387.5 | Anchorage | 17-I
| University of Alaska Anchorage | Short, Eugene Building | Replace Glycol Makeup Pump 5 - Maintenance | 8000 | 386953387.5 | 8000 | 386953387.5 | Anchorage | 17-I
| University of Alaska Anchorage | Short, Eugene Building | Replace Glycol Pump 2 - Maintenance | 8000 | 386961387.5 | 8000 | 386961387.5 | Anchorage | 17-I
| University of Alaska Anchorage | Short, Eugene Building | Replace Glycol System Pump 3 - Maintenance | 8000 | 386969387.5 | 8000 | 386969387.5 | Anchorage | 17-I
| University of Alaska Anchorage | Short, Eugene Building | Replace Glycol System Pump 4 - Maintenance | 8000 | 386977387.5 | 8000 | 386977387.5 | Anchorage | 17-I
| University of Alaska Anchorage | Short, Eugene Building | Replace Gutters & Leaders Leaders- Interior | 1000 | 386978387.5 | 1000 | 386978387.5 | Anchorage | 17-I
| University of Alaska Anchorage | Short, Eugene Building | Replace Interior Doors & Doorways | 410000 | 387388387.5 | 410000 | 387388387.5 | Anchorage | 17-I
| University of Alaska Anchorage | Short, Eugene Building | Replace Mau | 78000 | 387466387.5 | 78000 | 387466387.5 | Anchorage | 17-I
| University of Alaska Anchorage | Short, Eugene Building | Replace North Entrance Entry Way Heater | 6000 | 387472387.5 | 6000 | 387472387.5 | Anchorage | 17-I
| University of Alaska Anchorage | Short, Eugene Building | Replace Openings Exterior Doors | 125000 | 387597387.5 | 125000 | 387597387.5 | Anchorage | 17-I
| University of Alaska Anchorage | Short, Eugene Building | Replace Openings Windows - Medium | 200000 | 387797387.5 | 200000 | 387797387.5 | Anchorage | 17-I
| University of Alaska Anchorage | Short, Eugene Building | Replace Secondary Service Motor Control Center | 125000 | 387922387.5 | 125000 | 387922387.5 | Anchorage | 17-I
| University of Alaska Anchorage | Short, Eugene Building | Replace South Entrance Entry Way Heater | 6000 | 387928387.5 | 6000 | 387928387.5 | Anchorage | 17-I
| University of Alaska Anchorage | Short, Eugene Building | Replace Supply Piping | 16000 | 387944387.5 | 16000 | 387944387.5 | Anchorage | 17-I
| University of Alaska Anchorage | Short, Eugene Building | Replace Walls Painting | 84000 | 388028387.5 | 84000 | 388028387.5 | Anchorage | 17-I
| University of Alaska Anchorage | Short, Eugene Building | Replace Waste Piping Drainage Piping & Drains | 373000 | 388401387.5 | 373000 | 388401387.5 | Anchorage | 17-I
| University of Alaska Anchorage | Short, Eugene Building | Replace Wet Fire Sprinkler System | 448000 | 388849387.5 | 448000 | 388849387.5 | Anchorage | 17-I
| University of Alaska Anchorage | Short, Eugene Building | Should be addressed every 10 years joints between precast panels | 8000 | 388857387.5 | 8000 | 388857387.5 | Anchorage | 17-I
| University of Alaska Anchorage | Short, Eugene Building | There is cabling running through the Elevator room that needs to be ran new | 30000 | 388887387.5 | 30000 | 388887387.5 | Anchorage | 17-I
| University of Alaska Anchorage | Short, Eugene Building | Upgrade to full electronic DDC - Hybrid system currently in place | 50000 | 388937387.5 | 50000 | 388937387.5 | Anchorage | 17-I
| University of Alaska Anchorage | Social Sciences Building | $82,000 UPS, $100,000 HVAC | 182000 | 389119387.5 | 182000 | 389119387.5 | Anchorage | 17-I
| University of Alaska Anchorage | Social Sciences Building | 1 ea. UPS for 2nd floor | 45000 | 389164387.5 | 45000 | 389164387.5 | Anchorage | 17-I
| University of Alaska Anchorage | Social Sciences Building | Major portions of the building need to be recabled. | 250000 | 389414387.5 | 250000 | 389414387.5 | Anchorage | 17-I
| University of Alaska Anchorage | Social Sciences Building | Recaulking Building Exteriors | 62000 | 389476387.5 | 62000 | 389476387.5 | Anchorage | 17-I
| University of Alaska Anchorage | Social Sciences Building | Replace 400 Gallon Diesel Emergency Generator Belly Fuel Tank | 13000 | 389489387.5 | 13000 | 389489387.5 | Anchorage | 17-I
| University of Alaska Anchorage | Social Sciences Building | Replace 6509 with 2 ea Nexus 9300, 1 ea. 9410 switch, 3 ea. 9348 | 236000 | 389725387.5 | 236000 | 389725387.5 | Anchorage | 17-I
| University of Alaska Anchorage | Social Sciences Building | Replace Ada Accessible Door | 5000 | 389730387.5 | 5000 | 389730387.5 | Anchorage | 17-I
| University of Alaska Anchorage | Social Sciences Building | Replace Booster Fan Coil120 | 125000 | 389855387.5 | 125000 | 389855387.5 | Anchorage | 17-I
| University of Alaska Anchorage | Social Sciences Building | Replace Building Distribution Building Wiring | 1198000 | 391053387.5 | 1198000 | 391053387.5 | Anchorage | 17-I
| University of Alaska Anchorage | Social Sciences Building | Replace Building Distribution Circuit Breaker Panels | 180000 | 391233387.5 | 180000 | 391233387.5 | Anchorage | 17-I
| University of Alaska Anchorage | Social Sciences Building | Replace Building Distribution Emergency Circuit Wiring | 299000 | 391532387.5 | 299000 | 391532387.5 | Anchorage | 17-I
| University of Alaska Anchorage | Social Sciences Building | Replace Building Distribution Main Building Panels/Switchgear | 39000 | 391571387.5 | 39000 | 391571387.5 | Anchorage | 17-I
| University of Alaska Anchorage | Social Sciences Building | Replace Building Distribution Secondary Transformer | 599000 | 392170387.5 | 599000 | 392170387.5 | Anchorage | 17-I
| University of Alaska Anchorage | Social Sciences Building | Replace Campus Distribution Primary Transformer 1974 | 60000 | 392230387.5 | 60000 | 392230387.5 | Anchorage | 17-I
| University of Alaska Anchorage | Social Sciences Building | Replace Campus Distribution Switches | 100000 | 392330387.5 | 100000 | 392330387.5 | Anchorage | 17-I
| University of Alaska Anchorage | Social Sciences Building | Replace Ceilings Drop Ceiling Panels | 383000 | 392713387.5 | 383000 | 392713387.5 | Anchorage | 17-I
| University of Alaska Anchorage | Social Sciences Building | Replace Ceilings Drop Ceiling Replacement | 799000 | 393512387.5 | 799000 | 393512387.5 | Anchorage | 17-I
| University of Alaska Anchorage | Social Sciences Building | Replace East Elevator Passenger 2500 Lbs Moa Tag# 1509 Contract# C58284 | 500000 | 394012387.5 | 500000 | 394012387.5 | Anchorage | 17-I
| University of Alaska Anchorage | Social Sciences Building | Replace Est3 Fire Alarm System | 75000 | 394087387.5 | 75000 | 394087387.5 | Anchorage | 17-I
| University of Alaska Anchorage | Social Sciences Building | Replace Fire Alarm Nac Circuit Power Supply | 150000 | 394237387.5 | 150000 | 394237387.5 | Anchorage | 17-I
| University of Alaska Anchorage | Social Sciences Building | Replace Fire Alarm Nac -Circuit-Power Supply | 75000 | 394312387.5 | 75000 | 394312387.5 | Anchorage | 17-I
| University of Alaska Anchorage | Social Sciences Building | Replace Fire Alarm System - Computer Room | 75000 | 394387387.5 | 75000 | 394387387.5 | Anchorage | 17-I
| University of Alaska Anchorage | Social Sciences Building | Replace Fire Protection/ Egress Exit Signage | 125000 | 394512387.5 | 125000 | 394512387.5 | Anchorage | 17-I
| University of Alaska Anchorage | Social Sciences Building | Replace Fixtures & Fittings Faucets & Sinks | 4000 | 394516387.5 | 4000 | 394516387.5 | Anchorage | 17-I
| University of Alaska Anchorage | Social Sciences Building | Replace Floors Carpet | 958000 | 395474387.5 | 958000 | 395474387.5 | Anchorage | 17-I
| University of Alaska Anchorage | Social Sciences Building | Replace FM 200 | 55000 | 395529387.5 | 55000 | 395529387.5 | Anchorage | 17-I
| University of Alaska Anchorage | Social Sciences Building | Replace Fm200 Fire Suppression System- It Server Room Billable | 1198000 | 396727387.5 | 1198000 | 396727387.5 | Anchorage | 17-I
| University of Alaska Anchorage | Social Sciences Building | Replace Glycol Piping | 3000000 | 399727387.5 | 3000000 | 399727387.5 | Anchorage | 17-I
| University of Alaska Anchorage | Social Sciences Building | Replace Interior Doors & Doorways | 1315000 | 401042387.5 | 1315000 | 401042387.5 | Anchorage | 17-I
| University of Alaska Anchorage | Social Sciences Building | Replace Interior Supply Fan | 39000 | 401081387.5 | 39000 | 401081387.5 | Anchorage | 17-I
| University of Alaska Anchorage | Social Sciences Building | Replace Liebert A/C N09Gh50154 | 39000 | 401120387.5 | 39000 | 401120387.5 | Anchorage | 17-I
| University of Alaska Anchorage | Social Sciences Building | Replace Openings Exterior Doors | 281000 | 401401387.5 | 281000 | 401401387.5 | Anchorage | 17-I
| University of Alaska Anchorage | Social Sciences Building | Replace Openings Windows - Large | 1813000 | 403214387.5 | 1813000 | 403214387.5 | Anchorage | 17-I
| University of Alaska Anchorage | Social Sciences Building | Replace Piping | 3493000 | 406707387.5 | 3493000 | 406707387.5 | Anchorage | 17-I
| University of Alaska Anchorage | Social Sciences Building | Replace Preaction Fire Sprinkler System- It Server Room Billable | 1198000 | 407905387.5 | 1198000 | 407905387.5 | Anchorage | 17-I
| University of Alaska Anchorage | Social Sciences Building | Replace S E Entry Way Heater | 6000 | 407911387.5 | 6000 | 407911387.5 | Anchorage | 17-I
| University of Alaska Anchorage | Social Sciences Building | Replace S Entry Way Heater | 6000 | 407917387.5 | 6000 | 407917387.5 | Anchorage | 17-I
| University of Alaska Anchorage | Social Sciences Building | Replace S W Entry Way Heater | 6000 | 407923387.5 | 6000 | 407923387.5 | Anchorage | 17-I
| University of Alaska Anchorage | Social Sciences Building | Replace Ssb Annual Roof Pm (Bur Ballasted) | 504000 | 408427387.5 | 504000 | 408427387.5 | Anchorage | 17-I
| University of Alaska Anchorage | Social Sciences Building | Replace Structural Exterior Stairs | 3000 | 408430387.5 | 3000 | 408430387.5 | Anchorage | 17-I
| University of Alaska Anchorage | Social Sciences Building | Replace Structural Siding | 75000 | 408505387.5 | 75000 | 408505387.5 | Anchorage | 17-I
| University of Alaska Anchorage | Social Sciences Building | Replace Supply Piping Building Distribution | 1397000 | 409902387.5 | 1397000 | 409902387.5 | Anchorage | 17-I
| University of Alaska Anchorage | Social Sciences Building | Replace Walls Painting | 447000 | 410349387.5 | 447000 | 410349387.5 | Anchorage | 17-I
| University of Alaska Anchorage | Social Sciences Building | Replace Waste Piping Drainage Piping & Drains | 998000 | 411347387.5 | 998000 | 411347387.5 | Anchorage | 17-I
| University of Alaska Anchorage | Social Sciences Building | Replace West Elevator Passenger 2500 Lbs Moa Tag# 1395 Contract# C58285 | 500000 | 411847387.5 | 500000 | 411847387.5 | Anchorage | 17-I
| University of Alaska Anchorage | Social Sciences Building | Replace Wet Fire Sprinkler System | 1198000 | 413045387.5 | 1198000 | 413045387.5 | Anchorage | 17-I
| University of Alaska Anchorage | Student Union | 1 ea. 9410 Switch | 102000 | 413147387.5 | 102000 | 413147387.5 | Anchorage | 17-I
| University of Alaska Anchorage | Student Union | Cable entire building and move Comm room to larger space. | 200000 | 413347387.5 | 200000 | 413347387.5 | Anchorage | 17-I
| University of Alaska Anchorage | Student Union | install Occupancy Sensors for Lighting in Office Area | 18000 | 413365387.5 | 18000 | 413365387.5 | Anchorage | 17-I
| University of Alaska Anchorage | Student Union | Recaulking Building Exteriors | 26000 | 413391387.5 | 26000 | 413391387.5 | Anchorage | 17-I
| University of Alaska Anchorage | Student Union | Repair Chimney | 9000 | 413400387.5 | 9000 | 413400387.5 | Anchorage | 17-I
| University of Alaska Anchorage | Student Union | Replace Bathroom Renovations Large Bath - 6+ units no Shower | 219000 | 413619387.5 | 219000 | 413619387.5 | Anchorage | 17-I
| University of Alaska Anchorage | Student Union | Replace Bathroom Renovations Med Bath - 4 to 5 units no Shower | 156000 | 413775387.5 | 156000 | 413775387.5 | Anchorage | 17-I
| University of Alaska Anchorage | Student Union | Replace Bldg Relief Exhaust Fan 08 | 125000 | 413900387.5 | 125000 | 413900387.5 | Anchorage | 17-I
| University of Alaska Anchorage | Student Union | Replace Bldg Relief Exhaust Fan 14 | 175000 | 414075387.5 | 175000 | 414075387.5 | Anchorage | 17-I
| University of Alaska Anchorage | Student Union | Replace Building Distribution Building Wiring | 843000 | 414918387.5 | 843000 | 414918387.5 | Anchorage | 17-I
| University of Alaska Anchorage | Student Union | Replace Building Distribution Circuit Breaker Panels | 126000 | 415044387.5 | 126000 | 415044387.5 | Anchorage | 17-I
| University of Alaska Anchorage | Student Union | Replace Building Distribution Emergency Circuit Wiring | 211000 | 415255387.5 | 211000 | 415255387.5 | Anchorage | 17-I
| University of Alaska Anchorage | Student Union | Replace Building Distribution Main Building Panels/Switchgear | 39000 | 415294387.5 | 39000 | 415294387.5 | Anchorage | 17-I
| University of Alaska Anchorage | Student Union | Replace Building Distribution Secondary Transformer | 422000 | 415716387.5 | 422000 | 415716387.5 | Anchorage | 17-I
| University of Alaska Anchorage | Student Union | Replace Campus Distribution Switches | 625000 | 416341387.5 | 625000 | 416341387.5 | Anchorage | 17-I
| University of Alaska Anchorage | Student Union | Replace Ceilings Drop Ceiling Panels | 270000 | 416611387.5 | 270000 | 416611387.5 | Anchorage | 17-I
| University of Alaska Anchorage | Student Union | Replace Ceilings Drop Ceiling Replacement | 562000 | 417173387.5 | 562000 | 417173387.5 | Anchorage | 17-I
| University of Alaska Anchorage | Student Union | Replace Cold Water Circ Pump 02 | 8000 | 417181387.5 | 8000 | 417181387.5 | Anchorage | 17-I
| University of Alaska Anchorage | Student Union | Replace Dhw Circ Pump 1 | 8000 | 417189387.5 | 8000 | 417189387.5 | Anchorage | 17-I
| University of Alaska Anchorage | Student Union | Replace East Elevator Passenger 2500 Lbs | 500000 | 417689387.5 | 500000 | 417689387.5 | Anchorage | 17-I
| University of Alaska Anchorage | Student Union | Replace Est3 Fire Alarm System | 133000 | 417822387.5 | 133000 | 417822387.5 | Anchorage | 17-I
| University of Alaska Anchorage | Student Union | Replace Fan Dx Unit For Comm Room (small) | 39000 | 417861387.5 | 39000 | 417861387.5 | Anchorage | 17-I
| University of Alaska Anchorage | Student Union | Replace Fan Room Wall Exhaust Fan | 5000 | 417866387.5 | 5000 | 417866387.5 | Anchorage | 17-I
| University of Alaska Anchorage | Student Union | Replace Fire Alarm Nac Circuit Power Supply | 266000 | 418132387.5 | 266000 | 418132387.5 | Anchorage | 17-I
| University of Alaska Anchorage | Student Union | Replace Fire Protection/ Egress Exit Signage | 88000 | 418220387.5 | 88000 | 418220387.5 | Anchorage | 17-I
| University of Alaska Anchorage | Student Union | Replace Fixtures & Fittings Faucets & Sinks | 4000 | 418224387.5 | 4000 | 418224387.5 | Anchorage | 17-I
| University of Alaska Anchorage | Student Union | Replace Fixtures/Lighting Indoor Lighting | 450000 | 418674387.5 | 450000 | 418674387.5 | Anchorage | 17-I
| University of Alaska Anchorage | Student Union | Replace Fixtures/Lighting Outlets and Switches | 117000 | 418791387.5 | 117000 | 418791387.5 | Anchorage | 17-I
| University of Alaska Anchorage | Student Union | Replace Floors Carpet | 472000 | 419263387.5 | 472000 | 419263387.5 | Anchorage | 17-I
| University of Alaska Anchorage | Student Union | Replace Floors Tile | 162000 | 419425387.5 | 162000 | 419425387.5 | Anchorage | 17-I
| University of Alaska Anchorage | Student Union | Replace Glycol Piping | 1750000 | 421175387.5 | 1750000 | 421175387.5 | Anchorage | 17-I
| University of Alaska Anchorage | Student Union | Replace Heat Exchanger | 101000 | 421276387.5 | 101000 | 421276387.5 | Anchorage | 17-I
| University of Alaska Anchorage | Student Union | Replace Interior Doors & Doorways | 440000 | 421716387.5 | 440000 | 421716387.5 | Anchorage | 17-I
| University of Alaska Anchorage | Student Union | Replace Interior Supply Fan | 915000 | 422631387.5 | 915000 | 422631387.5 | Anchorage | 17-I
| University of Alaska Anchorage | Student Union | Replace Large Section of Skylights | 39000 | 422670387.5 | 39000 | 422670387.5 | Anchorage | 17-I
| University of Alaska Anchorage | Student Union | Replace Loading Dock Overhead Door | 25000 | 422695387.5 | 25000 | 422695387.5 | Anchorage | 17-I
| University of Alaska Anchorage | Student Union | Replace Mein Bowl Gas Fired Mau Billable Pm | 78000 | 422773387.5 | 78000 | 422773387.5 | Anchorage | 17-I
| University of Alaska Anchorage | Student Union | Replace Mein Bowl Hood Rooftop Exhaust Fan Ef-10 | 5000 | 422778387.5 | 5000 | 422778387.5 | Anchorage | 17-I
| University of Alaska Anchorage | Student Union | Replace North Toilet Exhaust Fan | 5000 | 422783387.5 | 5000 | 422783387.5 | Anchorage | 17-I
| University of Alaska Anchorage | Student Union | Replace Openings Exterior Doors | 234000 | 423017387.5 | 234000 | 423017387.5 | Anchorage | 17-I
| University of Alaska Anchorage | Student Union | Replace Openings Windows - Medium | 1847000 | 424864387.5 | 1847000 | 424864387.5 | Anchorage | 17-I
| University of Alaska Anchorage | Student Union | Replace Perimeter Supply Fan | 915000 | 425779387.5 | 915000 | 425779387.5 | Anchorage | 17-I
| University of Alaska Anchorage | Student Union | Replace Piping | 843000 | 426622387.5 | 843000 | 426622387.5 | Anchorage | 17-I
| University of Alaska Anchorage | Student Union | Replace Print Room Exhaust Fan 13 | 5000 | 426627387.5 | 5000 | 426627387.5 | Anchorage | 17-I
| University of Alaska Anchorage | Student Union | Replace Print Room Exhaust Fan 6 | 5000 | 426632387.5 | 5000 | 426632387.5 | Anchorage | 17-I
| University of Alaska Anchorage | Student Union | Replace Rtu 1 A/C Components | 2000 | 426634387.5 | 2000 | 426634387.5 | Anchorage | 17-I
| University of Alaska Anchorage | Student Union | Replace Secondary Service Motor Control Center | 125000 | 426759387.5 | 125000 | 426759387.5 | Anchorage | 17-I
| University of Alaska Anchorage | Student Union | Replace Spine Glycol Pump 1 | 8000 | 426767387.5 | 8000 | 426767387.5 | Anchorage | 17-I
| University of Alaska Anchorage | Student Union | Replace Spine Vant/Exhaust Fan 02 | 5000 | 426772387.5 | 5000 | 426772387.5 | Anchorage | 17-I
| University of Alaska Anchorage | Student Union | Replace Spine Vent/Exhaust Fan 03 | 5000 | 426777387.5 | 5000 | 426777387.5 | Anchorage | 17-I
| University of Alaska Anchorage | Student Union | Replace Spine Vent/Exhaust Fan 04 | 5000 | 426782387.5 | 5000 | 426782387.5 | Anchorage | 17-I
| University of Alaska Anchorage | Student Union | Replace Spine Vent/Exhaust Fan 05 | 5000 | 426787387.5 | 5000 | 426787387.5 | Anchorage | 17-I
| University of Alaska Anchorage | Student Union | Replace Spine Vent/Exhaust Fan 06 | 5000 | 426792387.5 | 5000 | 426792387.5 | Anchorage | 17-I
| University of Alaska Anchorage | Student Union | Replace Spine Vent/Exhaust Fan 1 | 5000 | 426797387.5 | 5000 | 426797387.5 | Anchorage | 17-I
| University of Alaska Anchorage | Student Union | Replace Structural Foundation | 193000 | 426990387.5 | 193000 | 426990387.5 | Anchorage | 17-I
| University of Alaska Anchorage | Student Union | Replace Structural Siding | 53000 | 427043387.5 | 53000 | 427043387.5 | Anchorage | 17-I
| University of Alaska Anchorage | Student Union | Replace Structural Waterproofing - Around Skylight | 945000 | 427988387.5 | 945000 | 427988387.5 | Anchorage | 17-I
| University of Alaska Anchorage | Student Union | Replace Supply Piping Building Distribution | 984000 | 428972387.5 | 984000 | 428972387.5 | Anchorage | 17-I
| University of Alaska Anchorage | Student Union | Replace Walls Painting | 315000 | 429287387.5 | 315000 | 429287387.5 | Anchorage | 17-I
| University of Alaska Anchorage | Student Union | Replace Walls Partitions | 141000 | 429428387.5 | 141000 | 429428387.5 | Anchorage | 17-I
| University of Alaska Anchorage | Student Union | Replace Waste Piping Drainage Piping & Drains | 703000 | 430131387.5 | 703000 | 430131387.5 | Anchorage | 17-I
| University of Alaska Anchorage | Student Union | Replace West Elevator Passenger 2100 Lbs | 500000 | 430631387.5 | 500000 | 430631387.5 | Anchorage | 17-I
| University of Alaska Anchorage | Student Union | Upgrade to full electronic DDC - Hybrid system currently in place | 45000 | 430676387.5 | 45000 | 430676387.5 | Anchorage | 17-I
| University of Alaska Anchorage | Templewood Apartments, Building A | 1 ea. 9348 Switch | 8000 | 430684387.5 | 8000 | 430684387.5 | Anchorage | 17-I
| University of Alaska Anchorage | Templewood Apartments, Building A | 3rd Floor Renovation | 75000 | 430759387.5 | 75000 | 430759387.5 | Anchorage | 17-I
| University of Alaska Anchorage | Templewood Apartments, Building A | Install Occupancy Sensors for Lighting | 4000 | 430763387.5 | 4000 | 430763387.5 | Anchorage | 17-I
| University of Alaska Anchorage | Templewood Apartments, Building A | Kitchen Exhaust | 20000 | 430783387.5 | 20000 | 430783387.5 | Anchorage | 17-I
| University of Alaska Anchorage | Templewood Apartments, Building A | Repaint Trim | 43000 | 430826387.5 | 43000 | 430826387.5 | Anchorage | 17-I
| University of Alaska Anchorage | Templewood Apartments, Building A | Replace Bathroom Renovations Small Bath - 1 to 3 units no Shower | 88000 | 430914387.5 | 88000 | 430914387.5 | Anchorage | 17-I
| University of Alaska Anchorage | Templewood Apartments, Building A | Replace Bathroom Renovations Small Bath - 1 to 3 units with Shower | 313000 | 431227387.5 | 313000 | 431227387.5 | Anchorage | 17-I
| University of Alaska Anchorage | Templewood Apartments, Building A | Replace Building Distribution Building Wiring | 177000 | 431404387.5 | 177000 | 431404387.5 | Anchorage | 17-I
| University of Alaska Anchorage | Templewood Apartments, Building A | Replace Building Distribution Circuit Breaker Panels | 27000 | 431431387.5 | 27000 | 431431387.5 | Anchorage | 17-I
| University of Alaska Anchorage | Templewood Apartments, Building A | Replace Building Distribution Main Building Panels/Switchgear | 39000 | 431470387.5 | 39000 | 431470387.5 | Anchorage | 17-I
| University of Alaska Anchorage | Templewood Apartments, Building A | Replace Ceilings Fixed Ceiling Replacement | 177000 | 431647387.5 | 177000 | 431647387.5 | Anchorage | 17-I
| University of Alaska Anchorage | Templewood Apartments, Building A | Replace Co Alarm Pm | 35000 | 431682387.5 | 35000 | 431682387.5 | Anchorage | 17-I
| University of Alaska Anchorage | Templewood Apartments, Building A | Replace Ext. Painting Panels | 74000 | 431756387.5 | 74000 | 431756387.5 | Anchorage | 17-I
| University of Alaska Anchorage | Templewood Apartments, Building A | Replace Fire Pumps and Controls | 8000 | 431764387.5 | 8000 | 431764387.5 | Anchorage | 17-I
| University of Alaska Anchorage | Templewood Apartments, Building A | Replace Fixtures & Fittings Faucets & Sinks | 32000 | 431796387.5 | 32000 | 431796387.5 | Anchorage | 17-I
| University of Alaska Anchorage | Templewood Apartments, Building A | Replace Fixtures/Lighting Indoor Lighting | 94000 | 431890387.5 | 94000 | 431890387.5 | Anchorage | 17-I
| University of Alaska Anchorage | Templewood Apartments, Building A | Replace Fixtures/Lighting Outlets and Switches | 66000 | 431956387.5 | 66000 | 431956387.5 | Anchorage | 17-I
| University of Alaska Anchorage | Templewood Apartments, Building A | Replace Floors Carpet | 128000 | 432084387.5 | 128000 | 432084387.5 | Anchorage | 17-I
| University of Alaska Anchorage | Templewood Apartments, Building A | Replace Floors VCT | 7000 | 432091387.5 | 7000 | 432091387.5 | Anchorage | 17-I
| University of Alaska Anchorage | Templewood Apartments, Building A | Replace Interior Doors & Doorways | 180000 | 432271387.5 | 180000 | 432271387.5 | Anchorage | 17-I
| University of Alaska Anchorage | Templewood Apartments, Building A | Replace Openings Exterior Doors | 40000 | 432311387.5 | 40000 | 432311387.5 | Anchorage | 17-I
| University of Alaska Anchorage | Templewood Apartments, Building A | Replace Openings Overhead/Garage Doors | 101000 | 432412387.5 | 101000 | 432412387.5 | Anchorage | 17-I
| University of Alaska Anchorage | Templewood Apartments, Building A | Replace Openings Windows - Large | 13000 | 432425387.5 | 13000 | 432425387.5 | Anchorage | 17-I
| University of Alaska Anchorage | Templewood Apartments, Building A | Replace Openings Windows - Medium | 191000 | 432616387.5 | 191000 | 432616387.5 | Anchorage | 17-I
| University of Alaska Anchorage | Templewood Apartments, Building A | Replace Pumps/ Motors Fire Pumps | 8000 | 432624387.5 | 8000 | 432624387.5 | Anchorage | 17-I
| University of Alaska Anchorage | Templewood Apartments, Building A | Replace Rheem Forced Hot Air Furnace | 48000 | 432672387.5 | 48000 | 432672387.5 | Anchorage | 17-I
| University of Alaska Anchorage | Templewood Apartments, Building A | Replace Smoke Detector Pm | 133000 | 432805387.5 | 133000 | 432805387.5 | Anchorage | 17-I
| University of Alaska Anchorage | Templewood Apartments, Building A | Replace Supply Piping Building Distribution | 207000 | 433012387.5 | 207000 | 433012387.5 | Anchorage | 17-I
| University of Alaska Anchorage | Templewood Apartments, Building A | Replace Temp A Annual Roof Pm (Shingles) | 75000 | 433087387.5 | 75000 | 433087387.5 | Anchorage | 17-I
| University of Alaska Anchorage | Templewood Apartments, Building A | Replace Walls Painting | 66000 | 433153387.5 | 66000 | 433153387.5 | Anchorage | 17-I
| University of Alaska Anchorage | Templewood Apartments, Building A | Replace Waste Piping Drainage Piping & Drains | 148000 | 433301387.5 | 148000 | 433301387.5 | Anchorage | 17-I
| University of Alaska Anchorage | Templewood Apartments, Building A | Replace Wet Fire Sprinkler System Billable | 177000 | 433478387.5 | 177000 | 433478387.5 | Anchorage | 17-I
| University of Alaska Anchorage | Templewood Apartments, Building A | Upgrade CO Detectors to tie with Fire Alarm System | 35000 | 433513387.5 | 35000 | 433513387.5 | Anchorage | 17-I
| University of Alaska Anchorage | Templewood Apartments, Building B | 1 ea. 9348 Switch | 8000 | 433521387.5 | 8000 | 433521387.5 | Anchorage | 17-I
| University of Alaska Anchorage | Templewood Apartments, Building B | 3rd Floor Renovation | 75000 | 433596387.5 | 75000 | 433596387.5 | Anchorage | 17-I
| University of Alaska Anchorage | Templewood Apartments, Building B | Kitchen Exhaust | 10000 | 433606387.5 | 10000 | 433606387.5 | Anchorage | 17-I
| University of Alaska Anchorage | Templewood Apartments, Building B | Repaint Trim | 22000 | 433628387.5 | 22000 | 433628387.5 | Anchorage | 17-I
| University of Alaska Anchorage | Templewood Apartments, Building B | Replace Bathroom Renovations Small Bath - 1 to 3 units no Shower | 44000 | 433672387.5 | 44000 | 433672387.5 | Anchorage | 17-I
| University of Alaska Anchorage | Templewood Apartments, Building B | Replace Bathroom Renovations Small Bath - 1 to 3 units with Shower | 156000 | 433828387.5 | 156000 | 433828387.5 | Anchorage | 17-I
| University of Alaska Anchorage | Templewood Apartments, Building B | Replace Building Distribution Building Wiring | 89000 | 433917387.5 | 89000 | 433917387.5 | Anchorage | 17-I
| University of Alaska Anchorage | Templewood Apartments, Building B | Replace Building Distribution Circuit Breaker Panels | 13000 | 433930387.5 | 13000 | 433930387.5 | Anchorage | 17-I
| University of Alaska Anchorage | Templewood Apartments, Building B | Replace Building Distribution Main Building Panels/Switchgear | 39000 | 433969387.5 | 39000 | 433969387.5 | Anchorage | 17-I
| University of Alaska Anchorage | Templewood Apartments, Building B | Replace Ceilings Fixed Ceiling Replacement | 89000 | 434058387.5 | 89000 | 434058387.5 | Anchorage | 17-I
| University of Alaska Anchorage | Templewood Apartments, Building B | Replace Co Alarm Pm | 18000 | 434076387.5 | 18000 | 434076387.5 | Anchorage | 17-I
| University of Alaska Anchorage | Templewood Apartments, Building B | Replace Ext. Painting Panels | 37000 | 434113387.5 | 37000 | 434113387.5 | Anchorage | 17-I
| University of Alaska Anchorage | Templewood Apartments, Building B | Replace exterior leaders | 85000 | 434198387.5 | 85000 | 434198387.5 | Anchorage | 17-I
| University of Alaska Anchorage | Templewood Apartments, Building B | Replace Fire Pumps and Controls | 8000 | 434206387.5 | 8000 | 434206387.5 | Anchorage | 17-I
| University of Alaska Anchorage | Templewood Apartments, Building B | Replace Fixtures & Fittings Faucets & Sinks | 16000 | 434222387.5 | 16000 | 434222387.5 | Anchorage | 17-I
| University of Alaska Anchorage | Templewood Apartments, Building B | Replace Fixtures/Lighting Indoor Lighting | 47000 | 434269387.5 | 47000 | 434269387.5 | Anchorage | 17-I
| University of Alaska Anchorage | Templewood Apartments, Building B | Replace Fixtures/Lighting Occupancy Sensors for Lighting | 2000 | 434271387.5 | 2000 | 434271387.5 | Anchorage | 17-I
| University of Alaska Anchorage | Templewood Apartments, Building B | Replace Fixtures/Lighting Outlets and Switches | 66000 | 434337387.5 | 66000 | 434337387.5 | Anchorage | 17-I
| University of Alaska Anchorage | Templewood Apartments, Building B | Replace Floors Carpet | 64000 | 434401387.5 | 64000 | 434401387.5 | Anchorage | 17-I
| University of Alaska Anchorage | Templewood Apartments, Building B | Replace Floors VCT | 4000 | 434405387.5 | 4000 | 434405387.5 | Anchorage | 17-I
| University of Alaska Anchorage | Templewood Apartments, Building B | Replace Gutters | 2000 | 434407387.5 | 2000 | 434407387.5 | Anchorage | 17-I
| University of Alaska Anchorage | Templewood Apartments, Building B | Replace Interior Doors & Doorways | 80000 | 434487387.5 | 80000 | 434487387.5 | Anchorage | 17-I
| University of Alaska Anchorage | Templewood Apartments, Building B | Replace Openings Exterior Doors | 20000 | 434507387.5 | 20000 | 434507387.5 | Anchorage | 17-I
| University of Alaska Anchorage | Templewood Apartments, Building B | Replace Openings Overhead/Garage Doors | 101000 | 434608387.5 | 101000 | 434608387.5 | Anchorage | 17-I
| University of Alaska Anchorage | Templewood Apartments, Building B | Replace Openings Windows - Large | 13000 | 434621387.5 | 13000 | 434621387.5 | Anchorage | 17-I
| University of Alaska Anchorage | Templewood Apartments, Building B | Replace Openings Windows - Small | 58000 | 434679387.5 | 58000 | 434679387.5 | Anchorage | 17-I
| University of Alaska Anchorage | Templewood Apartments, Building B | Replace Pumps/ Motors Fire Pumps | 8000 | 434687387.5 | 8000 | 434687387.5 | Anchorage | 17-I
| University of Alaska Anchorage | Templewood Apartments, Building B | Replace Rheem Forced Hot Air Furnace | 24000 | 434711387.5 | 24000 | 434711387.5 | Anchorage | 17-I
| University of Alaska Anchorage | Templewood Apartments, Building B | Replace Smoke Detector Pm | 133000 | 434844387.5 | 133000 | 434844387.5 | Anchorage | 17-I
| University of Alaska Anchorage | Templewood Apartments, Building B | Replace Supply Piping Building Distribution | 103000 | 434947387.5 | 103000 | 434947387.5 | Anchorage | 17-I
| University of Alaska Anchorage | Templewood Apartments, Building B | Replace Temp B Annual Roof Pm (Shingles) | 38000 | 434985387.5 | 38000 | 434985387.5 | Anchorage | 17-I
| University of Alaska Anchorage | Templewood Apartments, Building B | Replace Walls Painting | 33000 | 435018387.5 | 33000 | 435018387.5 | Anchorage | 17-I
| University of Alaska Anchorage | Templewood Apartments, Building B | Replace Waste Piping Drainage Piping & Drains | 74000 | 435092387.5 | 74000 | 435092387.5 | Anchorage | 17-I
| University of Alaska Anchorage | Templewood Apartments, Building B | Replace Wet Fire Sprinkler System Billable | 89000 | 435181387.5 | 89000 | 435181387.5 | Anchorage | 17-I
| University of Alaska Anchorage | Templewood Apartments, Building B | Upgrade CO Detectors to tie with Fire Alarm System | 18000 | 435199387.5 | 18000 | 435199387.5 | Anchorage | 17-I
| University of Alaska Anchorage | Templewood Apartments, Building C | 1 ea. 9348 Switch | 8000 | 435207387.5 | 8000 | 435207387.5 | Anchorage | 17-I
| University of Alaska Anchorage | Templewood Apartments, Building C | 3rd Floor Renovation | 75000 | 435282387.5 | 75000 | 435282387.5 | Anchorage | 17-I
| University of Alaska Anchorage | Templewood Apartments, Building C | Kitchen Exhaust | 20000 | 435302387.5 | 20000 | 435302387.5 | Anchorage | 17-I
| University of Alaska Anchorage | Templewood Apartments, Building C | Repaint Trim | 43000 | 435345387.5 | 43000 | 435345387.5 | Anchorage | 17-I
| University of Alaska Anchorage | Templewood Apartments, Building C | Replace Bathroom Renovations Small Bath - 1 to 3 units no Shower | 88000 | 435433387.5 | 88000 | 435433387.5 | Anchorage | 17-I
| University of Alaska Anchorage | Templewood Apartments, Building C | Replace Bathroom Renovations Small Bath - 1 to 3 units with Shower | 313000 | 435746387.5 | 313000 | 435746387.5 | Anchorage | 17-I
| University of Alaska Anchorage | Templewood Apartments, Building C | Replace Building Distribution Building Wiring | 177000 | 435923387.5 | 177000 | 435923387.5 | Anchorage | 17-I
| University of Alaska Anchorage | Templewood Apartments, Building C | Replace Building Distribution Circuit Breaker Panels | 27000 | 435950387.5 | 27000 | 435950387.5 | Anchorage | 17-I
| University of Alaska Anchorage | Templewood Apartments, Building C | Replace Building Distribution Main Building Panels/Switchgear | 39000 | 435989387.5 | 39000 | 435989387.5 | Anchorage | 17-I
| University of Alaska Anchorage | Templewood Apartments, Building C | Replace Ceilings Fixed Ceiling Replacement | 177000 | 436166387.5 | 177000 | 436166387.5 | Anchorage | 17-I
| University of Alaska Anchorage | Templewood Apartments, Building C | Replace Co Alarm Pm | 35000 | 436201387.5 | 35000 | 436201387.5 | Anchorage | 17-I
| University of Alaska Anchorage | Templewood Apartments, Building C | Replace Est3 Fire Alarm System | 133000 | 436334387.5 | 133000 | 436334387.5 | Anchorage | 17-I
| University of Alaska Anchorage | Templewood Apartments, Building C | Replace Ext. Painting Panels | 74000 | 436408387.5 | 74000 | 436408387.5 | Anchorage | 17-I
| University of Alaska Anchorage | Templewood Apartments, Building C | Replace exterior leaders | 132000 | 436540387.5 | 132000 | 436540387.5 | Anchorage | 17-I
| University of Alaska Anchorage | Templewood Apartments, Building C | Replace Fire Pumps and Controls | 8000 | 436548387.5 | 8000 | 436548387.5 | Anchorage | 17-I
| University of Alaska Anchorage | Templewood Apartments, Building C | Replace Fixtures & Fittings Faucets & Sinks | 32000 | 436580387.5 | 32000 | 436580387.5 | Anchorage | 17-I
| University of Alaska Anchorage | Templewood Apartments, Building C | Replace Fixtures/Lighting Indoor Lighting | 94000 | 436674387.5 | 94000 | 436674387.5 | Anchorage | 17-I
| University of Alaska Anchorage | Templewood Apartments, Building C | Replace Fixtures/Lighting Occupancy Sensors for Lighting | 4000 | 436678387.5 | 4000 | 436678387.5 | Anchorage | 17-I
| University of Alaska Anchorage | Templewood Apartments, Building C | Replace Fixtures/Lighting Outlets and Switches | 66000 | 436744387.5 | 66000 | 436744387.5 | Anchorage | 17-I
| University of Alaska Anchorage | Templewood Apartments, Building C | Replace Floors Carpet | 128000 | 436872387.5 | 128000 | 436872387.5 | Anchorage | 17-I
| University of Alaska Anchorage | Templewood Apartments, Building C | Replace Floors VCT | 7000 | 436879387.5 | 7000 | 436879387.5 | Anchorage | 17-I
| University of Alaska Anchorage | Templewood Apartments, Building C | Replace Gutters | 4000 | 436883387.5 | 4000 | 436883387.5 | Anchorage | 17-I
| University of Alaska Anchorage | Templewood Apartments, Building C | Replace Interior Doors & Doorways | 225000 | 437108387.5 | 225000 | 437108387.5 | Anchorage | 17-I
| University of Alaska Anchorage | Templewood Apartments, Building C | Replace Openings Exterior Doors | 40000 | 437148387.5 | 40000 | 437148387.5 | Anchorage | 17-I
| University of Alaska Anchorage | Templewood Apartments, Building C | Replace Openings Overhead/Garage Doors | 101000 | 437249387.5 | 101000 | 437249387.5 | Anchorage | 17-I
| University of Alaska Anchorage | Templewood Apartments, Building C | Replace Openings Windows - Large | 13000 | 437262387.5 | 13000 | 437262387.5 | Anchorage | 17-I
| University of Alaska Anchorage | Templewood Apartments, Building C | Replace Openings Windows - Medium | 194000 | 437456387.5 | 194000 | 437456387.5 | Anchorage | 17-I
| University of Alaska Anchorage | Templewood Apartments, Building C | Replace Pumps/ Motors Fire Pumps | 8000 | 437464387.5 | 8000 | 437464387.5 | Anchorage | 17-I
| University of Alaska Anchorage | Templewood Apartments, Building C | Replace Rheem Forced Hot Air Furnace | 48000 | 437512387.5 | 48000 | 437512387.5 | Anchorage | 17-I
| University of Alaska Anchorage | Templewood Apartments, Building C | Replace Smoke Detector Pm | 133000 | 437645387.5 | 133000 | 437645387.5 | Anchorage | 17-I
| University of Alaska Anchorage | Templewood Apartments, Building C | Replace Supply Piping Building Distribution | 207000 | 437852387.5 | 207000 | 437852387.5 | Anchorage | 17-I
| University of Alaska Anchorage | Templewood Apartments, Building C | Replace Temp C Annual Roof Pm (Shingles) | 75000 | 437927387.5 | 75000 | 437927387.5 | Anchorage | 17-I
| University of Alaska Anchorage | Templewood Apartments, Building C | Replace Walls Painting | 66000 | 437993387.5 | 66000 | 437993387.5 | Anchorage | 17-I
| University of Alaska Anchorage | Templewood Apartments, Building C | Replace Waste Piping Drainage Piping & Drains | 148000 | 438141387.5 | 148000 | 438141387.5 | Anchorage | 17-I
| University of Alaska Anchorage | Templewood Apartments, Building C | Replace Wet Fire Sprinkler System Billable | 177000 | 438318387.5 | 177000 | 438318387.5 | Anchorage | 17-I
| University of Alaska Anchorage | Templewood Apartments, Building C | Upgrade CO Detectors to tie with Fire Alarm System | 35000 | 438353387.5 | 35000 | 438353387.5 | Anchorage | 17-I
| University of Alaska Anchorage | Templewood Apartments, Building D | 1 ea. 9348 Switch | 8000 | 438361387.5 | 8000 | 438361387.5 | Anchorage | 17-I
| University of Alaska Anchorage | Templewood Apartments, Building D | 3rd Floor Renovation | 75000 | 438436387.5 | 75000 | 438436387.5 | Anchorage | 17-I
| University of Alaska Anchorage | Templewood Apartments, Building D | Kitchen Exhaust | 20000 | 438456387.5 | 20000 | 438456387.5 | Anchorage | 17-I
| University of Alaska Anchorage | Templewood Apartments, Building D | Repaint Trim | 43000 | 438499387.5 | 43000 | 438499387.5 | Anchorage | 17-I
| University of Alaska Anchorage | Templewood Apartments, Building D | Replace Bathroom Renovations Small Bath - 1 to 3 units no Shower | 88000 | 438587387.5 | 88000 | 438587387.5 | Anchorage | 17-I
| University of Alaska Anchorage | Templewood Apartments, Building D | Replace Bathroom Renovations Small Bath - 1 to 3 units with Shower | 313000 | 438900387.5 | 313000 | 438900387.5 | Anchorage | 17-I
| University of Alaska Anchorage | Templewood Apartments, Building D | Replace Building Distribution Building Wiring | 177000 | 439077387.5 | 177000 | 439077387.5 | Anchorage | 17-I
| University of Alaska Anchorage | Templewood Apartments, Building D | Replace Building Distribution Circuit Breaker Panels | 27000 | 439104387.5 | 27000 | 439104387.5 | Anchorage | 17-I
| University of Alaska Anchorage | Templewood Apartments, Building D | Replace Building Distribution Main Building Panels/Switchgear | 39000 | 439143387.5 | 39000 | 439143387.5 | Anchorage | 17-I
| University of Alaska Anchorage | Templewood Apartments, Building D | Replace Ceilings Fixed Ceiling Replacement | 177000 | 439320387.5 | 177000 | 439320387.5 | Anchorage | 17-I
| University of Alaska Anchorage | Templewood Apartments, Building D | Replace Co Alarm Pm | 35000 | 439355387.5 | 35000 | 439355387.5 | Anchorage | 17-I
| University of Alaska Anchorage | Templewood Apartments, Building D | Replace Ext. Painting Panels | 74000 | 439429387.5 | 74000 | 439429387.5 | Anchorage | 17-I
| University of Alaska Anchorage | Templewood Apartments, Building D | Replace Fire Pumps and Controls | 8000 | 439437387.5 | 8000 | 439437387.5 | Anchorage | 17-I
| University of Alaska Anchorage | Templewood Apartments, Building D | Replace Fixtures & Fittings Faucets & Sinks | 32000 | 439469387.5 | 32000 | 439469387.5 | Anchorage | 17-I
| University of Alaska Anchorage | Templewood Apartments, Building D | Replace Fixtures/Lighting Indoor Lighting | 94000 | 439563387.5 | 94000 | 439563387.5 | Anchorage | 17-I
| University of Alaska Anchorage | Templewood Apartments, Building D | Replace Fixtures/Lighting Occupancy Sensors for Lighting | 4000 | 439567387.5 | 4000 | 439567387.5 | Anchorage | 17-I
| University of Alaska Anchorage | Templewood Apartments, Building D | Replace Fixtures/Lighting Outlets and Switches | 66000 | 439633387.5 | 66000 | 439633387.5 | Anchorage | 17-I
| University of Alaska Anchorage | Templewood Apartments, Building D | Replace Floors Carpet | 128000 | 439761387.5 | 128000 | 439761387.5 | Anchorage | 17-I
| University of Alaska Anchorage | Templewood Apartments, Building D | Replace Floors VCT | 7000 | 439768387.5 | 7000 | 439768387.5 | Anchorage | 17-I
| University of Alaska Anchorage | Templewood Apartments, Building D | Replace Interior Doors & Doorways | 225000 | 439993387.5 | 225000 | 439993387.5 | Anchorage | 17-I
| University of Alaska Anchorage | Templewood Apartments, Building D | Replace Openings Exterior Doors | 40000 | 440033387.5 | 40000 | 440033387.5 | Anchorage | 17-I
| University of Alaska Anchorage | Templewood Apartments, Building D | Replace Openings Overhead/Garage Doors | 101000 | 440134387.5 | 101000 | 440134387.5 | Anchorage | 17-I
| University of Alaska Anchorage | Templewood Apartments, Building D | Replace Openings Windows - Large | 13000 | 440147387.5 | 13000 | 440147387.5 | Anchorage | 17-I
| University of Alaska Anchorage | Templewood Apartments, Building D | Replace Openings Windows - Medium | 194000 | 440341387.5 | 194000 | 440341387.5 | Anchorage | 17-I
| University of Alaska Anchorage | Templewood Apartments, Building D | Replace Pumps/ Motors Fire Pumps | 8000 | 440349387.5 | 8000 | 440349387.5 | Anchorage | 17-I
| University of Alaska Anchorage | Templewood Apartments, Building D | Replace Rheem Forced Hot Air Furnace | 48000 | 440397387.5 | 48000 | 440397387.5 | Anchorage | 17-I
| University of Alaska Anchorage | Templewood Apartments, Building D | Replace Smoke Detector Pm | 133000 | 440530387.5 | 133000 | 440530387.5 | Anchorage | 17-I
| University of Alaska Anchorage | Templewood Apartments, Building D | Replace Supply Piping Building Distribution | 207000 | 440737387.5 | 207000 | 440737387.5 | Anchorage | 17-I
| University of Alaska Anchorage | Templewood Apartments, Building D | Replace Temp D Annual Roof Pm (Shingles) | 75000 | 440812387.5 | 75000 | 440812387.5 | Anchorage | 17-I
| University of Alaska Anchorage | Templewood Apartments, Building D | Replace Walls Painting | 66000 | 440878387.5 | 66000 | 440878387.5 | Anchorage | 17-I
| University of Alaska Anchorage | Templewood Apartments, Building D | Replace Waste Piping Drainage Piping & Drains | 148000 | 441026387.5 | 148000 | 441026387.5 | Anchorage | 17-I
| University of Alaska Anchorage | Templewood Apartments, Building D | Replace Wet Fire Sprinkler System Billable | 177000 | 441203387.5 | 177000 | 441203387.5 | Anchorage | 17-I
| University of Alaska Anchorage | Templewood Apartments, Building D | Upgrade CO Detectors to tie with Fire Alarm System | 35000 | 441238387.5 | 35000 | 441238387.5 | Anchorage | 17-I
| University of Alaska Anchorage | Templewood Apartments, Building E | 1 ea. 9348 Switch | 8000 | 441246387.5 | 8000 | 441246387.5 | Anchorage | 17-I
| University of Alaska Anchorage | Templewood Apartments, Building E | 3rd Floor Renovation | 75000 | 441321387.5 | 75000 | 441321387.5 | Anchorage | 17-I
| University of Alaska Anchorage | Templewood Apartments, Building E | Kitchen Exhaust | 10000 | 441331387.5 | 10000 | 441331387.5 | Anchorage | 17-I
| University of Alaska Anchorage | Templewood Apartments, Building E | Repaint Trim | 22000 | 441353387.5 | 22000 | 441353387.5 | Anchorage | 17-I
| University of Alaska Anchorage | Templewood Apartments, Building E | Replace Bathroom Renovations Small Bath - 1 to 3 units no Shower | 44000 | 441397387.5 | 44000 | 441397387.5 | Anchorage | 17-I
| University of Alaska Anchorage | Templewood Apartments, Building E | Replace Bathroom Renovations Small Bath - 1 to 3 units with Shower | 156000 | 441553387.5 | 156000 | 441553387.5 | Anchorage | 17-I
| University of Alaska Anchorage | Templewood Apartments, Building E | Replace Building Distribution Building Wiring | 89000 | 441642387.5 | 89000 | 441642387.5 | Anchorage | 17-I
| University of Alaska Anchorage | Templewood Apartments, Building E | Replace Building Distribution Circuit Breaker Panels | 13000 | 441655387.5 | 13000 | 441655387.5 | Anchorage | 17-I
| University of Alaska Anchorage | Templewood Apartments, Building E | Replace Building Distribution Main Building Panels/Switchgear | 39000 | 441694387.5 | 39000 | 441694387.5 | Anchorage | 17-I
| University of Alaska Anchorage | Templewood Apartments, Building E | Replace Ceilings Fixed Ceiling Replacement | 89000 | 441783387.5 | 89000 | 441783387.5 | Anchorage | 17-I
| University of Alaska Anchorage | Templewood Apartments, Building E | Replace Co Alarm Pm | 18000 | 441801387.5 | 18000 | 441801387.5 | Anchorage | 17-I
| University of Alaska Anchorage | Templewood Apartments, Building E | Replace Ext. Painting Panels | 37000 | 441838387.5 | 37000 | 441838387.5 | Anchorage | 17-I
| University of Alaska Anchorage | Templewood Apartments, Building E | Replace exterior leaders | 85000 | 441923387.5 | 85000 | 441923387.5 | Anchorage | 17-I
| University of Alaska Anchorage | Templewood Apartments, Building E | Replace Fire Pumps and Controls | 8000 | 441931387.5 | 8000 | 441931387.5 | Anchorage | 17-I
| University of Alaska Anchorage | Templewood Apartments, Building E | Replace Fixtures & Fittings Faucets & Sinks | 16000 | 441947387.5 | 16000 | 441947387.5 | Anchorage | 17-I
| University of Alaska Anchorage | Templewood Apartments, Building E | Replace Fixtures/Lighting Indoor Lighting | 47000 | 441994387.5 | 47000 | 441994387.5 | Anchorage | 17-I
| University of Alaska Anchorage | Templewood Apartments, Building E | Replace Fixtures/Lighting Occupancy Sensors for Lighting | 2000 | 441996387.5 | 2000 | 441996387.5 | Anchorage | 17-I
| University of Alaska Anchorage | Templewood Apartments, Building E | Replace Fixtures/Lighting Outlets and Switches | 66000 | 442062387.5 | 66000 | 442062387.5 | Anchorage | 17-I
| University of Alaska Anchorage | Templewood Apartments, Building E | Replace Floors Carpet | 64000 | 442126387.5 | 64000 | 442126387.5 | Anchorage | 17-I
| University of Alaska Anchorage | Templewood Apartments, Building E | Replace Floors VCT | 4000 | 442130387.5 | 4000 | 442130387.5 | Anchorage | 17-I
| University of Alaska Anchorage | Templewood Apartments, Building E | Replace Gutters | 2000 | 442132387.5 | 2000 | 442132387.5 | Anchorage | 17-I
| University of Alaska Anchorage | Templewood Apartments, Building E | Replace Interior Doors & Doorways | 115000 | 442247387.5 | 115000 | 442247387.5 | Anchorage | 17-I
| University of Alaska Anchorage | Templewood Apartments, Building E | Replace Openings Exterior Doors | 20000 | 442267387.5 | 20000 | 442267387.5 | Anchorage | 17-I
| University of Alaska Anchorage | Templewood Apartments, Building E | Replace Openings Overhead/Garage Doors | 101000 | 442368387.5 | 101000 | 442368387.5 | Anchorage | 17-I
| University of Alaska Anchorage | Templewood Apartments, Building E | Replace Openings Windows - Large | 6000 | 442374387.5 | 6000 | 442374387.5 | Anchorage | 17-I
| University of Alaska Anchorage | Templewood Apartments, Building E | Replace Openings Windows - Medium | 91000 | 442465387.5 | 91000 | 442465387.5 | Anchorage | 17-I
| University of Alaska Anchorage | Templewood Apartments, Building E | Replace Pumps/ Motors Fire Pumps | 8000 | 442473387.5 | 8000 | 442473387.5 | Anchorage | 17-I
| University of Alaska Anchorage | Templewood Apartments, Building E | Replace Rheem Forced Hot Air Furnace | 24000 | 442497387.5 | 24000 | 442497387.5 | Anchorage | 17-I
| University of Alaska Anchorage | Templewood Apartments, Building E | Replace Smoke Detector Pm | 133000 | 442630387.5 | 133000 | 442630387.5 | Anchorage | 17-I
| University of Alaska Anchorage | Templewood Apartments, Building E | Replace Supply Piping Building Distribution | 103000 | 442733387.5 | 103000 | 442733387.5 | Anchorage | 17-I
| University of Alaska Anchorage | Templewood Apartments, Building E | Replace Temp E Annual Roof Pm (Shingles) | 38000 | 442771387.5 | 38000 | 442771387.5 | Anchorage | 17-I
| University of Alaska Anchorage | Templewood Apartments, Building E | Replace Walls Painting | 33000 | 442804387.5 | 33000 | 442804387.5 | Anchorage | 17-I
| University of Alaska Anchorage | Templewood Apartments, Building E | Replace Waste Piping Drainage Piping & Drains | 74000 | 442878387.5 | 74000 | 442878387.5 | Anchorage | 17-I
| University of Alaska Anchorage | Templewood Apartments, Building E | Replace Wet Fire Sprinkler System Billable | 89000 | 442967387.5 | 89000 | 442967387.5 | Anchorage | 17-I
| University of Alaska Anchorage | Templewood Apartments, Building E | Upgrade CO Detectors to tie with Fire Alarm System | 18000 | 442985387.5 | 18000 | 442985387.5 | Anchorage | 17-I
| University of Alaska Anchorage | Templewood Apartments, Building F | 1 ea. 9348 Switch | 8000 | 442993387.5 | 8000 | 442993387.5 | Anchorage | 17-I
| University of Alaska Anchorage | Templewood Apartments, Building F | 3rd Floor Renovation | 75000 | 443068387.5 | 75000 | 443068387.5 | Anchorage | 17-I
| University of Alaska Anchorage | Templewood Apartments, Building F | Kitchen Exhaust | 20000 | 443088387.5 | 20000 | 443088387.5 | Anchorage | 17-I
| University of Alaska Anchorage | Templewood Apartments, Building F | Repaint Trim | 43000 | 443131387.5 | 43000 | 443131387.5 | Anchorage | 17-I
| University of Alaska Anchorage | Templewood Apartments, Building F | Replace Bathroom Renovations Small Bath - 1 to 3 units no Shower | 88000 | 443219387.5 | 88000 | 443219387.5 | Anchorage | 17-I
| University of Alaska Anchorage | Templewood Apartments, Building F | Replace Bathroom Renovations Small Bath - 1 to 3 units with Shower | 313000 | 443532387.5 | 313000 | 443532387.5 | Anchorage | 17-I
| University of Alaska Anchorage | Templewood Apartments, Building F | Replace Building Distribution Building Wiring | 177000 | 443709387.5 | 177000 | 443709387.5 | Anchorage | 17-I
| University of Alaska Anchorage | Templewood Apartments, Building F | Replace Building Distribution Circuit Breaker Panels | 27000 | 443736387.5 | 27000 | 443736387.5 | Anchorage | 17-I
| University of Alaska Anchorage | Templewood Apartments, Building F | Replace Building Distribution Main Building Panels/Switchgear | 39000 | 443775387.5 | 39000 | 443775387.5 | Anchorage | 17-I
| University of Alaska Anchorage | Templewood Apartments, Building F | Replace Ceilings Fixed Ceiling Replacement | 177000 | 443952387.5 | 177000 | 443952387.5 | Anchorage | 17-I
| University of Alaska Anchorage | Templewood Apartments, Building F | Replace Co Alarm Pm | 35000 | 443987387.5 | 35000 | 443987387.5 | Anchorage | 17-I
| University of Alaska Anchorage | Templewood Apartments, Building F | Replace Ext. Painting Panels | 74000 | 444061387.5 | 74000 | 444061387.5 | Anchorage | 17-I
| University of Alaska Anchorage | Templewood Apartments, Building F | Replace exterior leaders | 132000 | 444193387.5 | 132000 | 444193387.5 | Anchorage | 17-I
| University of Alaska Anchorage | Templewood Apartments, Building F | Replace Fire Pumps and Controls | 8000 | 444201387.5 | 8000 | 444201387.5 | Anchorage | 17-I
| University of Alaska Anchorage | Templewood Apartments, Building F | Replace Fixtures & Fittings Faucets & Sinks | 32000 | 444233387.5 | 32000 | 444233387.5 | Anchorage | 17-I
| University of Alaska Anchorage | Templewood Apartments, Building F | Replace Fixtures/Lighting Indoor Lighting | 94000 | 444327387.5 | 94000 | 444327387.5 | Anchorage | 17-I
| University of Alaska Anchorage | Templewood Apartments, Building F | Replace Fixtures/Lighting Occupancy Sensors for Lighting | 4000 | 444331387.5 | 4000 | 444331387.5 | Anchorage | 17-I
| University of Alaska Anchorage | Templewood Apartments, Building F | Replace Fixtures/Lighting Outlets and Switches | 66000 | 444397387.5 | 66000 | 444397387.5 | Anchorage | 17-I
| University of Alaska Anchorage | Templewood Apartments, Building F | Replace Floors Carpet | 128000 | 444525387.5 | 128000 | 444525387.5 | Anchorage | 17-I
| University of Alaska Anchorage | Templewood Apartments, Building F | Replace Floors VCT | 7000 | 444532387.5 | 7000 | 444532387.5 | Anchorage | 17-I
| University of Alaska Anchorage | Templewood Apartments, Building F | Replace Gutters | 4000 | 444536387.5 | 4000 | 444536387.5 | Anchorage | 17-I
| University of Alaska Anchorage | Templewood Apartments, Building F | Replace Interior Doors & Doorways | 205000 | 444741387.5 | 205000 | 444741387.5 | Anchorage | 17-I
| University of Alaska Anchorage | Templewood Apartments, Building F | Replace Openings Exterior Doors | 40000 | 444781387.5 | 40000 | 444781387.5 | Anchorage | 17-I
| University of Alaska Anchorage | Templewood Apartments, Building F | Replace Openings Overhead/Garage Doors | 101000 | 444882387.5 | 101000 | 444882387.5 | Anchorage | 17-I
| University of Alaska Anchorage | Templewood Apartments, Building F | Replace Openings Windows - Large | 13000 | 444895387.5 | 13000 | 444895387.5 | Anchorage | 17-I
| University of Alaska Anchorage | Templewood Apartments, Building F | Replace Openings Windows - Medium | 206000 | 445101387.5 | 206000 | 445101387.5 | Anchorage | 17-I
| University of Alaska Anchorage | Templewood Apartments, Building F | Replace Pumps/ Motors Fire Pumps | 8000 | 445109387.5 | 8000 | 445109387.5 | Anchorage | 17-I
| University of Alaska Anchorage | Templewood Apartments, Building F | Replace Rheem Forced Hot Air Furnace | 48000 | 445157387.5 | 48000 | 445157387.5 | Anchorage | 17-I
| University of Alaska Anchorage | Templewood Apartments, Building F | Replace Smoke Detector Pm | 133000 | 445290387.5 | 133000 | 445290387.5 | Anchorage | 17-I
| University of Alaska Anchorage | Templewood Apartments, Building F | Replace Supply Piping Building Distribution | 207000 | 445497387.5 | 207000 | 445497387.5 | Anchorage | 17-I
| University of Alaska Anchorage | Templewood Apartments, Building F | Replace Temp F Annual Roof Pm (Shingles) | 75000 | 445572387.5 | 75000 | 445572387.5 | Anchorage | 17-I
| University of Alaska Anchorage | Templewood Apartments, Building F | Replace Walls Painting | 66000 | 445638387.5 | 66000 | 445638387.5 | Anchorage | 17-I
| University of Alaska Anchorage | Templewood Apartments, Building F | Replace Waste Piping Drainage Piping & Drains | 148000 | 445786387.5 | 148000 | 445786387.5 | Anchorage | 17-I
| University of Alaska Anchorage | Templewood Apartments, Building F | Replace Wet Fire Sprinkler System Billable | 177000 | 445963387.5 | 177000 | 445963387.5 | Anchorage | 17-I
| University of Alaska Anchorage | Templewood Apartments, Building F | Upgrade CO Detectors to tie with Fire Alarm System | 35000 | 445998387.5 | 35000 | 445998387.5 | Anchorage | 17-I
| University of Alaska Anchorage | Transportation Research Center | Added for each building Intercom/Telephone/Data | 40000 | 446038387.5 | 40000 | 446038387.5 | Anchorage | 20-J
| University of Alaska Anchorage | Transportation Research Center | DHW Boiler | 30000 | 446068387.5 | 30000 | 446068387.5 | Anchorage | 20-J
| University of Alaska Anchorage | Transportation Research Center | Exposed | 130000 | 446198387.5 | 130000 | 446198387.5 | Anchorage | 20-J
| University of Alaska Anchorage | Transportation Research Center | Fire alarm system | 43000 | 446241387.5 | 43000 | 446241387.5 | Anchorage | 20-J
| University of Alaska Anchorage | Transportation Research Center | gas sniffer and gas alarn panel | 133000 | 446374387.5 | 133000 | 446374387.5 | Anchorage | 20-J
| University of Alaska Anchorage | Transportation Research Center | Heat Detectors | 60000 | 446434387.5 | 60000 | 446434387.5 | Anchorage | 20-J
| University of Alaska Anchorage | Transportation Research Center | Install CO Detectors | 15000 | 446449387.5 | 15000 | 446449387.5 | Anchorage | 20-J
| University of Alaska Anchorage | Transportation Research Center | Install Fire Alarm System | 82000 | 446531387.5 | 82000 | 446531387.5 | Anchorage | 20-J
| University of Alaska Anchorage | Transportation Research Center | Install mechanical Fire Alarm Panel | 196000 | 446727387.5 | 196000 | 446727387.5 | Anchorage | 20-J
| University of Alaska Anchorage | Transportation Research Center | Interior Wall Painting | 54000 | 446781387.5 | 54000 | 446781387.5 | Anchorage | 20-J
| University of Alaska Anchorage | Transportation Research Center | Mechanical Building Piping - 2 Pipe or steam | 127000 | 446908387.5 | 127000 | 446908387.5 | Anchorage | 20-J
| University of Alaska Anchorage | Transportation Research Center | Mechanical DHW Storage | 19000 | 446927387.5 | 19000 | 446927387.5 | Anchorage | 20-J
| University of Alaska Anchorage | Transportation Research Center | Mechanical Expansion Tanks | 20000 | 446947387.5 | 20000 | 446947387.5 | Anchorage | 20-J
| University of Alaska Anchorage | Transportation Research Center | Mechanical Unit Heaters | 19000 | 446966387.5 | 19000 | 446966387.5 | Anchorage | 20-J
| University of Alaska Anchorage | Transportation Research Center | Rebuild 6 inch diameter reduced pressure backflow preventer | 3000 | 446969387.5 | 3000 | 446969387.5 | Anchorage | 20-J
| University of Alaska Anchorage | Transportation Research Center | Re-caulk exterior shell | 3000 | 446972387.5 | 3000 | 446972387.5 | Anchorage | 20-J
| University of Alaska Anchorage | Transportation Research Center | Re-paint building exterior | 84000 | 447056387.5 | 84000 | 447056387.5 | Anchorage | 20-J
| University of Alaska Anchorage | Transportation Research Center | Repaint interior walls | 17000 | 447073387.5 | 17000 | 447073387.5 | Anchorage | 20-J
| University of Alaska Anchorage | Transportation Research Center | Replace 275 gallon fuel oil storage tank | 9000 | 447082387.5 | 9000 | 447082387.5 | Anchorage | 20-J
| University of Alaska Anchorage | Transportation Research Center | Replace 3'-0 x 7'-0 steel, painted, door | 30000 | 447112387.5 | 30000 | 447112387.5 | Anchorage | 20-J
| University of Alaska Anchorage | Transportation Research Center | Replace branch wiring 600 V | 72000 | 447184387.5 | 72000 | 447184387.5 | Anchorage | 20-J
| University of Alaska Anchorage | Transportation Research Center | Replace circuit breaker molded case, 480 V, 3 pole circuit breaker | 17000 | 447201387.5 | 17000 | 447201387.5 | Anchorage | 20-J
| University of Alaska Anchorage | Transportation Research Center | Replace circulator. pump, 1 H.P. | 8000 | 447209387.5 | 8000 | 447209387.5 | Anchorage | 20-J
| University of Alaska Anchorage | Transportation Research Center | Replace cooling compressor | 10000 | 447219387.5 | 10000 | 447219387.5 | Anchorage | 20-J
| University of Alaska Anchorage | Transportation Research Center | Replace exterior doors | 30000 | 447249387.5 | 30000 | 447249387.5 | Anchorage | 20-J
| University of Alaska Anchorage | Transportation Research Center | Replace faucets and sinks throughout building | 2900 | 447252287.5 | 2900 | 447252287.5 | Anchorage | 20-J
| University of Alaska Anchorage | Transportation Research Center | Replace fire alarm control panel | 63000 | 447315287.5 | 63000 | 447315287.5 | Anchorage | 20-J
| University of Alaska Anchorage | Transportation Research Center | Replace fluorescent fixture, lay-in, recess mtd, 2' x 4', two 40 W | 66000 | 447381287.5 | 66000 | 447381287.5 | Anchorage | 20-J
| University of Alaska Anchorage | Transportation Research Center | Replace garage doors | 25000 | 447406287.5 | 25000 | 447406287.5 | Anchorage | 20-J
| University of Alaska Anchorage | Transportation Research Center | Replace lab eyewash/shower stations | 5000 | 447411287.5 | 5000 | 447411287.5 | Anchorage | 20-J
| University of Alaska Anchorage | Transportation Research Center | Replace pipe & fittings, cast iron, 4 | 30000 | 447441287.5 | 30000 | 447441287.5 | Anchorage | 20-J
| University of Alaska Anchorage | Transportation Research Center | Replace radiator, baseboard 10' section | 2000 | 447443287.5 | 2000 | 447443287.5 | Anchorage | 20-J
| University of Alaska Anchorage | Transportation Research Center | Replace separator | 4000 | 447447287.5 | 4000 | 447447287.5 | Anchorage | 20-J
| University of Alaska Anchorage | Transportation Research Center | Replace unit heater, steam | 27000 | 447474287.5 | 27000 | 447474287.5 | Anchorage | 20-J
| University of Alaska Anchorage | Transportation Research Center | Small Bathroom | 22000 | 447496287.5 | 22000 | 447496287.5 | Anchorage | 20-J
| University of Alaska Anchorage | Transportation Research Center | Sprinkler System | 66000 | 447562287.5 | 66000 | 447562287.5 | Anchorage | 20-J
| University of Alaska Anchorage | Transportation Research Center | Total EPDM roof replacement | 87000 | 447649287.5 | 87000 | 447649287.5 | Anchorage | 20-J
| University of Alaska Anchorage | Transportation Research Center | Update indoor lighting | 25000 | 447674287.5 | 25000 | 447674287.5 | Anchorage | 20-J
| University of Alaska Anchorage | University Center | 1 ea. 9348 Switch, 1 ea. UPS | 18000 | 447692287.5 | 18000 | 447692287.5 | Anchorage | 20-J
| University of Alaska Anchorage | University Center | Interior Tile | 257000 | 447949287.5 | 257000 | 447949287.5 | Anchorage | 20-J
| University of Alaska Anchorage | University Center | Mechanical Air Handlers | 1936000 | 449885287.5 | 1936000 | 449885287.5 | Anchorage | 20-J
| University of Alaska Anchorage | University Center | Mechanical Automatic Transfer Switch | 16000 | 449901287.5 | 16000 | 449901287.5 | Anchorage | 20-J
| University of Alaska Anchorage | University Center | Mechanical Building Boilers | 750000 | 450651287.5 | 750000 | 450651287.5 | Anchorage | 20-J
| University of Alaska Anchorage | University Center | Mechanical Chiller - Liebert Unit | 24000 | 450675287.5 | 24000 | 450675287.5 | Anchorage | 20-J
| University of Alaska Anchorage | University Center | Mechanical Controls | 2000 | 450677287.5 | 2000 | 450677287.5 | Anchorage | 20-J
| University of Alaska Anchorage | University Center | Mechanical Electric Generator - Diesel | 200000 | 450877287.5 | 200000 | 450877287.5 | Anchorage | 20-J
| University of Alaska Anchorage | University Center | Mechanical Fan Coil Units | 14000 | 450891287.5 | 14000 | 450891287.5 | Anchorage | 20-J
| University of Alaska Anchorage | University Center | Mechanical Main Building Panels/Switchgear | 39000 | 450930287.5 | 39000 | 450930287.5 | Anchorage | 20-J
| University of Alaska Anchorage | University Center | Mechanical Return Fans - 5 to 10 HP | 559000 | 451489287.5 | 559000 | 451489287.5 | Anchorage | 20-J
| University of Alaska Anchorage | University Center | Mechanical Skylights | 2813000 | 454302287.5 | 2813000 | 454302287.5 | Anchorage | 20-J
| University of Alaska Anchorage | University Center | Medium bathroom renovation (4 to 5 units, no shower) | 190000 | 454492287.5 | 190000 | 454492287.5 | Anchorage | 20-J
| University of Alaska Anchorage | University Center | Repaint interior walls | 666000 | 455158287.5 | 666000 | 455158287.5 | Anchorage | 20-J
| University of Alaska Anchorage | University Center | Replace building wiring | 45000 | 455203287.5 | 45000 | 455203287.5 | Anchorage | 20-J
| University of Alaska Anchorage | University Center | Replace carpeting | 833000 | 456036287.5 | 833000 | 456036287.5 | Anchorage | 20-J
| University of Alaska Anchorage | University Center | Replace drop ceiling grid and panels | 833000 | 456869287.5 | 833000 | 456869287.5 | Anchorage | 20-J
| University of Alaska Anchorage | University Center | Replace drop ceiling panels | 400000 | 457269287.5 | 400000 | 457269287.5 | Anchorage | 20-J
| University of Alaska Anchorage | University Center | Replace exterior doors | 88000 | 457357287.5 | 88000 | 457357287.5 | Anchorage | 20-J
| University of Alaska Anchorage | University Center | Replace faucets and sinks throughout building | 19000 | 457376287.5 | 19000 | 457376287.5 | Anchorage | 20-J
| University of Alaska Anchorage | University Center | Replace interior signage | 149000 | 457525287.5 | 149000 | 457525287.5 | Anchorage | 20-J
| University of Alaska Anchorage | University Center | Replace large exterior windows | 190000 | 457715287.5 | 190000 | 457715287.5 | Anchorage | 20-J
| University of Alaska Anchorage | University Center | Replace medium exterior windows | 21000 | 457736287.5 | 21000 | 457736287.5 | Anchorage | 20-J
| University of Alaska Anchorage | University Center | Replace small exterior windows | 111000 | 457847287.5 | 111000 | 457847287.5 | Anchorage | 20-J
| University of Alaska Anchorage | University Center | Small bathroom renovation (1 to 3 units, no shower) | 44000 | 457891287.5 | 44000 | 457891287.5 | Anchorage | 20-J
| University of Alaska Anchorage | West Bridge | Replace Ada Accessible Door | 15000 | 457906287.5 | 15000 | 457906287.5 | Anchorage | 17-I
| University of Alaska Anchorage | West Bridge | Replace Air Handlers in time with Rasmusson | 107000 | 458013287.5 | 107000 | 458013287.5 | Anchorage | 17-I
| University of Alaska Anchorage | West Bridge | Replace Building Distribution Building Wiring | 99000 | 458112287.5 | 99000 | 458112287.5 | Anchorage | 17-I
| University of Alaska Anchorage | West Bridge | Replace Building Distribution Emergency Circuit Wiring | 25000 | 458137287.5 | 25000 | 458137287.5 | Anchorage | 17-I
| University of Alaska Anchorage | West Bridge | Replace Fire Protection/ Egress Exit Signage | 10000 | 458147287.5 | 10000 | 458147287.5 | Anchorage | 17-I
| University of Alaska Anchorage | West Bridge | Replace Fixtures/Lighting Indoor Lighting | 53000 | 458200287.5 | 53000 | 458200287.5 | Anchorage | 17-I
| University of Alaska Anchorage | West Bridge | Replace Fixtures/Lighting Outlets and Switches | 3000 | 458203287.5 | 3000 | 458203287.5 | Anchorage | 17-I
| University of Alaska Anchorage | West Bridge | Replace Floors Carpet | 79000 | 458282287.5 | 79000 | 458282287.5 | Anchorage | 17-I
| University of Alaska Anchorage | West Bridge | Replace Glycol Piping | 400000 | 458682287.5 | 400000 | 458682287.5 | Anchorage | 17-I
| University of Alaska Anchorage | West Bridge | Replace Interior Doors & Doorways | 30000 | 458712287.5 | 30000 | 458712287.5 | Anchorage | 17-I
| University of Alaska Anchorage | West Bridge | Replace West Bridge (Spine 1) Annual Roof Pm (Bur Ballasted) | 120000 | 458832287.5 | 120000 | 458832287.5 | Anchorage | 17-I
| University of Alaska Anchorage | West Bridge | Upgrade to full electronic DDC - Hybrid system currently in place | 5000 | 458837287.5 | 5000 | 458837287.5 | Anchorage | 17-I
| University of Alaska Anchorage | West Hall | 1 ea. UPS | 3500 | 458840787.5 | 3500 | 458840787.5 | Anchorage | 17-I
| University of Alaska Anchorage | West Hall | Recaulking Building Exteriors | 60000 | 458900787.5 | 60000 | 458900787.5 | Anchorage | 17-I
| University of Alaska Anchorage | West Hall | Replace Air Handling Dampers | 30000 | 458930787.5 | 30000 | 458930787.5 | Anchorage | 17-I
| University of Alaska Anchorage | West Hall | Replace Bathroom Renovations Small Bath | 2414000 | 461344787.5 | 2414000 | 461344787.5 | Anchorage | 17-I
| University of Alaska Anchorage | West Hall | Replace Boiler 1R Alaska #2K0915 | 500000 | 461844787.5 | 500000 | 461844787.5 | Anchorage | 17-I
| University of Alaska Anchorage | West Hall | Replace Boiler 2R Alaska #2K0914 | 500000 | 462344787.5 | 500000 | 462344787.5 | Anchorage | 17-I
| University of Alaska Anchorage | West Hall | Replace Boiler Room Makeup Air Fan | 78000 | 462422787.5 | 78000 | 462422787.5 | Anchorage | 17-I
| University of Alaska Anchorage | West Hall | Replace Cab Elevator Passenger 3000 Lbs | 150000 | 462572787.5 | 150000 | 462572787.5 | Anchorage | 17-I
| University of Alaska Anchorage | West Hall | Replace Ceilings Drop Ceiling Replacement | 161000 | 462733787.5 | 161000 | 462733787.5 | Anchorage | 17-I
| University of Alaska Anchorage | West Hall | Replace Ceilings Fixed Ceiling Replacement | 967000 | 463700787.5 | 967000 | 463700787.5 | Anchorage | 17-I
| University of Alaska Anchorage | West Hall | Replace Comm Room Ac Unit | 39000 | 463739787.5 | 39000 | 463739787.5 | Anchorage | 17-I
| University of Alaska Anchorage | West Hall | Replace Controls Elevator Passenger 3000 Lbs | 175000 | 463914787.5 | 175000 | 463914787.5 | Anchorage | 17-I
| University of Alaska Anchorage | West Hall | Replace Domestic Hot Water Circ Pump 7 | 8000 | 463922787.5 | 8000 | 463922787.5 | Anchorage | 17-I
| University of Alaska Anchorage | West Hall | Replace Elevator Passenger 3000 Lbs | 500000 | 464422787.5 | 500000 | 464422787.5 | Anchorage | 17-I
| University of Alaska Anchorage | West Hall | Replace Evo High Efficiency On Demand Water Heater Cascade Lead | 12000 | 464434787.5 | 12000 | 464434787.5 | Anchorage | 17-I
| University of Alaska Anchorage | West Hall | Replace Evo High Efficiency On Demand Water Heater Lag 1 | 12000 | 464446787.5 | 12000 | 464446787.5 | Anchorage | 17-I
| University of Alaska Anchorage | West Hall | Replace Evo High Efficiency On Demand Water Heater Lag 2 | 12000 | 464458787.5 | 12000 | 464458787.5 | Anchorage | 17-I
| University of Alaska Anchorage | West Hall | Replace Expansion Tank Et-1R Alaska #121252 | 23000 | 464481787.5 | 23000 | 464481787.5 | Anchorage | 17-I
| University of Alaska Anchorage | West Hall | Replace Expansion Tank Et-2 | 23000 | 464504787.5 | 23000 | 464504787.5 | Anchorage | 17-I
| University of Alaska Anchorage | West Hall | Replace Expansion Tank Et-3R | 23000 | 464527787.5 | 23000 | 464527787.5 | Anchorage | 17-I
| University of Alaska Anchorage | West Hall | Replace Fixtures & Fittings Faucets & Sinks | 7000 | 464534787.5 | 7000 | 464534787.5 | Anchorage | 17-I
| University of Alaska Anchorage | West Hall | Replace Fixtures/Lighting Indoor Lighting | 645000 | 465179787.5 | 645000 | 465179787.5 | Anchorage | 17-I
| University of Alaska Anchorage | West Hall | Replace Fixtures/Lighting Outlets and Switches | 411000 | 465590787.5 | 411000 | 465590787.5 | Anchorage | 17-I
| University of Alaska Anchorage | West Hall | Replace Floors Carpet | 677000 | 466267787.5 | 677000 | 466267787.5 | Anchorage | 17-I
| University of Alaska Anchorage | West Hall | Replace Floors Tile | 77000 | 466344787.5 | 77000 | 466344787.5 | Anchorage | 17-I
| University of Alaska Anchorage | West Hall | Replace Floors VCT | 100000 | 466444787.5 | 100000 | 466444787.5 | Anchorage | 17-I
| University of Alaska Anchorage | West Hall | Replace Glycol Circ Pump 3R | 8000 | 466452787.5 | 8000 | 466452787.5 | Anchorage | 17-I
| University of Alaska Anchorage | West Hall | Replace Glycol Circ Pump 4R | 8000 | 466460787.5 | 8000 | 466460787.5 | Anchorage | 17-I
| University of Alaska Anchorage | West Hall | Replace Glycol Fill Tank | 2000 | 466462787.5 | 2000 | 466462787.5 | Anchorage | 17-I
| University of Alaska Anchorage | West Hall | Replace Glycol Heat Exchanger 1-R | 145000 | 466607787.5 | 145000 | 466607787.5 | Anchorage | 17-I
| University of Alaska Anchorage | West Hall | Replace Glycol Pump 1R | 8000 | 466615787.5 | 8000 | 466615787.5 | Anchorage | 17-I
| University of Alaska Anchorage | West Hall | Replace Glycol Pump 2R | 8000 | 466623787.5 | 8000 | 466623787.5 | Anchorage | 17-I
| University of Alaska Anchorage | West Hall | Replace Interior Doors & Doorways | 2180000 | 468803787.5 | 2180000 | 468803787.5 | Anchorage | 17-I
| University of Alaska Anchorage | West Hall | Replace Main Entry West Heater 1A | 6000 | 468809787.5 | 6000 | 468809787.5 | Anchorage | 17-I
| University of Alaska Anchorage | West Hall | Replace Openings Exterior Doors | 125000 | 468934787.5 | 125000 | 468934787.5 | Anchorage | 17-I
| University of Alaska Anchorage | West Hall | Replace Openings Windows - Large | 188000 | 469122787.5 | 188000 | 469122787.5 | Anchorage | 17-I
| University of Alaska Anchorage | West Hall | Replace Openings Windows - Small | 373000 | 469495787.5 | 373000 | 469495787.5 | Anchorage | 17-I
| University of Alaska Anchorage | West Hall | Replace Piping | 1209000 | 470704787.5 | 1209000 | 470704787.5 | Anchorage | 17-I
| University of Alaska Anchorage | West Hall | Replace Rear Entry Heater 1B | 6000 | 470710787.5 | 6000 | 470710787.5 | Anchorage | 17-I
| University of Alaska Anchorage | West Hall | Replace RTU | 2000000 | 472710787.5 | 2000000 | 472710787.5 | Anchorage | 17-I
| University of Alaska Anchorage | West Hall | Replace Rtu 1D | 125000 | 472835787.5 | 125000 | 472835787.5 | Anchorage | 17-I
| University of Alaska Anchorage | West Hall | Replace Rtu 2D | 2125000 | 474960787.5 | 2125000 | 474960787.5 | Anchorage | 17-I
| University of Alaska Anchorage | West Hall | Replace Rtu Coil Pump 5R | 8000 | 474968787.5 | 8000 | 474968787.5 | Anchorage | 17-I
| University of Alaska Anchorage | West Hall | Replace Rtu Coil Pump 6R | 8000 | 474976787.5 | 8000 | 474976787.5 | Anchorage | 17-I
| University of Alaska Anchorage | West Hall | Replace Supply Piping Building Distribution | 1410000 | 476386787.5 | 1410000 | 476386787.5 | Anchorage | 17-I
| University of Alaska Anchorage | West Hall | Replace Transfer Fan Tf-1 | 125000 | 476511787.5 | 125000 | 476511787.5 | Anchorage | 17-I
| University of Alaska Anchorage | West Hall | Replace Transfer Fan Tf-2 | 125000 | 476636787.5 | 125000 | 476636787.5 | Anchorage | 17-I
| University of Alaska Anchorage | West Hall | Replace Walls Painting | 451000 | 477087787.5 | 451000 | 477087787.5 | Anchorage | 17-I
| University of Alaska Anchorage | West Hall | Replace Waste Piping Drainage Piping & Drains | 1007000 | 478094787.5 | 1007000 | 478094787.5 | Anchorage | 17-I
| University of Alaska Anchorage | West Hall | Replace West Hall Annual Roof Pm (Tpo) | 316000 | 478410787.5 | 316000 | 478410787.5 | Anchorage | 17-I
| University of Alaska Anchorage | West Hall | Upgrade to electronic DDC | 300000 | 478710787.5 | 300000 | 478710787.5 | Anchorage | 17-I
| University of Alaska Anchorage | Williamson, Wendy Auditorium | 1 ea. 9348 Switch, 1 ea. UPS | 11500 | 478722287.5 | 11500 | 478722287.5 | Anchorage | 17-I
| University of Alaska Anchorage | Williamson, Wendy Auditorium | Install ADA Accessible Doors | 4000 | 478726287.5 | 4000 | 478726287.5 | Anchorage | 17-I
| University of Alaska Anchorage | Williamson, Wendy Auditorium | Install Wet Fire Sprinkler System 1 | 616000 | 479342287.5 | 616000 | 479342287.5 | Anchorage | 17-I
| University of Alaska Anchorage | Williamson, Wendy Auditorium | Install Wet Fire Sprinkler System 2 | 616000 | 479958287.5 | 616000 | 479958287.5 | Anchorage | 17-I
| University of Alaska Anchorage | Williamson, Wendy Auditorium | Recable Building | 80000 | 480038287.5 | 80000 | 480038287.5 | Anchorage | 17-I
| University of Alaska Anchorage | Williamson, Wendy Auditorium | Replace Bathroom Renovations Large Bath - 6+ units no Shower | 438000 | 480476287.5 | 438000 | 480476287.5 | Anchorage | 17-I
| University of Alaska Anchorage | Williamson, Wendy Auditorium | Replace Bathroom Renovations Small Bath - 1 to 3 units no Shower | 44000 | 480520287.5 | 44000 | 480520287.5 | Anchorage | 17-I
| University of Alaska Anchorage | Williamson, Wendy Auditorium | Replace Building Distribution Automatic Transfer Switch | 25000 | 480545287.5 | 25000 | 480545287.5 | Anchorage | 17-I
| University of Alaska Anchorage | Williamson, Wendy Auditorium | Replace Building Distribution Building Piping - 4 Pipe | 1797000 | 482342287.5 | 1797000 | 482342287.5 | Anchorage | 17-I
| University of Alaska Anchorage | Williamson, Wendy Auditorium | Replace Building Distribution Building Wiring | 616000 | 482958287.5 | 616000 | 482958287.5 | Anchorage | 17-I
| University of Alaska Anchorage | Williamson, Wendy Auditorium | Replace Building Distribution Circuit Breaker Panels | 92000 | 483050287.5 | 92000 | 483050287.5 | Anchorage | 17-I
| University of Alaska Anchorage | Williamson, Wendy Auditorium | Replace Building Distribution Emergency Circuit Wiring | 154000 | 483204287.5 | 154000 | 483204287.5 | Anchorage | 17-I
| University of Alaska Anchorage | Williamson, Wendy Auditorium | Replace Building Distribution Main Building Panels/Switchgear | 39000 | 483243287.5 | 39000 | 483243287.5 | Anchorage | 17-I
| University of Alaska Anchorage | Williamson, Wendy Auditorium | Replace Building Distribution Secondary Transformer | 308000 | 483551287.5 | 308000 | 483551287.5 | Anchorage | 17-I
| University of Alaska Anchorage | Williamson, Wendy Auditorium | Replace Deluge Fire Sprinkler System | 616000 | 484167287.5 | 616000 | 484167287.5 | Anchorage | 17-I
| University of Alaska Anchorage | Williamson, Wendy Auditorium | Replace Ext. Painting Panels | 359000 | 484526287.5 | 359000 | 484526287.5 | Anchorage | 17-I
| University of Alaska Anchorage | Williamson, Wendy Auditorium | Replace Fire Protection/ Egress Exit Signage | 64000 | 484590287.5 | 64000 | 484590287.5 | Anchorage | 17-I
| University of Alaska Anchorage | Williamson, Wendy Auditorium | Replace Fixtures & Fittings Faucets & Sinks | 4000 | 484594287.5 | 4000 | 484594287.5 | Anchorage | 17-I
| University of Alaska Anchorage | Williamson, Wendy Auditorium | Replace Fixtures/Lighting Indoor Lighting - Theatre & Restrooms | 246000 | 484840287.5 | 246000 | 484840287.5 | Anchorage | 17-I
| University of Alaska Anchorage | Williamson, Wendy Auditorium | Replace Fixtures/Lighting Outlets and Switches | 92000 | 484932287.5 | 92000 | 484932287.5 | Anchorage | 17-I
| University of Alaska Anchorage | Williamson, Wendy Auditorium | Replace Floors Carpet - Lobby | 444000 | 485376287.5 | 444000 | 485376287.5 | Anchorage | 17-I
| University of Alaska Anchorage | Williamson, Wendy Auditorium | Replace Glycol Piping | 2000000 | 487376287.5 | 2000000 | 487376287.5 | Anchorage | 17-I
| University of Alaska Anchorage | Williamson, Wendy Auditorium | Replace Glycol System Pump 3 | 8000 | 487384287.5 | 8000 | 487384287.5 | Anchorage | 17-I
| University of Alaska Anchorage | Williamson, Wendy Auditorium | Replace Glycol System Pump4 | 8000 | 487392287.5 | 8000 | 487392287.5 | Anchorage | 17-I
| University of Alaska Anchorage | Williamson, Wendy Auditorium | Replace Green Room Carpet | 49000 | 487441287.5 | 49000 | 487441287.5 | Anchorage | 17-I
| University of Alaska Anchorage | Williamson, Wendy Auditorium | Replace Gutters & Leaders Leaders- Exterior | 1000 | 487442287.5 | 1000 | 487442287.5 | Anchorage | 17-I
| University of Alaska Anchorage | Williamson, Wendy Auditorium | Replace High Roof Upper Building Exhaust Fan 1 | 5000 | 487447287.5 | 5000 | 487447287.5 | Anchorage | 17-I
| University of Alaska Anchorage | Williamson, Wendy Auditorium | Replace High Roof Upper Building Exhaust Fan 2 | 5000 | 487452287.5 | 5000 | 487452287.5 | Anchorage | 17-I
| University of Alaska Anchorage | Williamson, Wendy Auditorium | Replace Interior Doors & Doorways | 265000 | 487717287.5 | 265000 | 487717287.5 | Anchorage | 17-I
| University of Alaska Anchorage | Williamson, Wendy Auditorium | Replace Lighting Booth Ef | 10000 | 487727287.5 | 10000 | 487727287.5 | Anchorage | 17-I
| University of Alaska Anchorage | Williamson, Wendy Auditorium | Replace Openings Exterior Doors | 234000 | 487961287.5 | 234000 | 487961287.5 | Anchorage | 17-I
| University of Alaska Anchorage | Williamson, Wendy Auditorium | Replace Openings Windows - Medium | 209000 | 488170287.5 | 209000 | 488170287.5 | Anchorage | 17-I
| University of Alaska Anchorage | Williamson, Wendy Auditorium | Replace Overhead Door Opener Manual | 25000 | 488195287.5 | 25000 | 488195287.5 | Anchorage | 17-I
| University of Alaska Anchorage | Williamson, Wendy Auditorium | Replace Piping | 616000 | 488811287.5 | 616000 | 488811287.5 | Anchorage | 17-I
| University of Alaska Anchorage | Williamson, Wendy Auditorium | Replace Sealant around Concrete | 38000 | 488849287.5 | 38000 | 488849287.5 | Anchorage | 17-I
| University of Alaska Anchorage | Williamson, Wendy Auditorium | Replace Secondary Service Motor Control Center | 125000 | 488974287.5 | 125000 | 488974287.5 | Anchorage | 17-I
| University of Alaska Anchorage | Williamson, Wendy Auditorium | Replace Sf1 Coil Booster Pump 1 | 8000 | 488982287.5 | 8000 | 488982287.5 | Anchorage | 17-I
| University of Alaska Anchorage | Williamson, Wendy Auditorium | Replace Strand Lighting System | 250000 | 489232287.5 | 250000 | 489232287.5 | Anchorage | 17-I
| University of Alaska Anchorage | Williamson, Wendy Auditorium | Replace Structural Exterior Stairs | 11000 | 489243287.5 | 11000 | 489243287.5 | Anchorage | 17-I
| University of Alaska Anchorage | Williamson, Wendy Auditorium | Replace Supply Piping Building Distribution | 719000 | 489962287.5 | 719000 | 489962287.5 | Anchorage | 17-I
| University of Alaska Anchorage | Williamson, Wendy Auditorium | Replace Toilet Exh Fan | 15000 | 489977287.5 | 15000 | 489977287.5 | Anchorage | 17-I
| University of Alaska Anchorage | Williamson, Wendy Auditorium | Replace Transformer Rm Ef | 5000 | 489982287.5 | 5000 | 489982287.5 | Anchorage | 17-I
| University of Alaska Anchorage | Williamson, Wendy Auditorium | Replace Waste Piping Drainage Piping & Drains | 513000 | 490495287.5 | 513000 | 490495287.5 | Anchorage | 17-I
| University of Alaska Anchorage | Williamson, Wendy Auditorium | Replace Wwa Annual Roof Pm (Bur W/Cap Sheet) | 544000 | 491039287.5 | 544000 | 491039287.5 | Anchorage | 17-I
| University of Alaska Anchorage | Williamson, Wendy Auditorium | Should be addressed every 10 years joints between precast panels | 34000 | 491073287.5 | 34000 | 491073287.5 | Anchorage | 17-I
|  |  | UAA Main Campus | 491073287.5
|  |  | UAA Community Campuses | 29125500
|  |  | UAF Main Campus | 726868.4513
|  |  | UAF Community Campuses | 68333.3518
|  |  | UA System Office | 6462.7
|  |  | UAS Main & Community | 21103.2577
|  |  | TOTAL UA | 521021555.2607

## UAA Community Campuses
University of Alaska
(Formatted to Thousands)
|  |  |  | Project Cost ($00.0) | Running Total ($00.0) | GF Cost ($00.0) | GF Running Total ($00.0)
Dept. | [7 empty] | Location (City) | House District
Priority | Allocation | Project Title | Project Description
| University of Alaska Anchorage | Bayview Hall | Fire alarm system | 110100 | 110100 | 110100 | 110100 | Homer | 31-P
| University of Alaska Anchorage | Vocational Technology Building | Parking Lot | 78830 | 188930 | 78830 | 188930 | Kodiak | 32-P
| University of Alaska Anchorage | Ward, Walter E. Sr. Building | Mechanical Air Handlers | 28200 | 217130 | 28200 | 217130 | Soldotna | 30-O
| University of Alaska Anchorage | Adult Learning Center | 4 ea. 9348 Switches | 32000 | 249130 | 32000 | 249130 | Kodiak | 32-P
| University of Alaska Anchorage | Adult Learning Center | Mechanical Skylights | 20000 | 269130 | 20000 | 269130 | Kodiak | 32-P
| University of Alaska Anchorage | Adult Learning Center | Repaint interior walls - 1st Floor | 45500 | 314630 | 45500 | 314630 | Kodiak | 32-P
| University of Alaska Anchorage | Adult Learning Center | Repaint interior walls - 2nd Floor | 45500 | 360130 | 45500 | 360130 | Kodiak | 32-P
| University of Alaska Anchorage | Adult Learning Center | Replace carpeting | 150000 | 510130 | 150000 | 510130 | Kodiak | 32-P
| University of Alaska Anchorage | Adult Learning Center | Replace exit signage | 15000 | 525130 | 15000 | 525130 | Kodiak | 32-P
| University of Alaska Anchorage | Adult Learning Center | Replace exterior doors | 103000 | 628130 | 103000 | 628130 | Kodiak | 32-P
| University of Alaska Anchorage | Adult Learning Center | Replace occupancy sensors for lighting | 6000 | 634130 | 6000 | 634130 | Kodiak | 32-P
| University of Alaska Anchorage | Bayview Hall | Bottle Filler Drinking Fountain | 3000 | 637130 | 3000 | 637130 | Homer | 31-P
| University of Alaska Anchorage | Bayview Hall | Interior Vinyl | 20000 | 657130 | 20000 | 657130 | Homer | 31-P
| University of Alaska Anchorage | Bayview Hall | Interior Wall Painting | 34000 | 691130 | 34000 | 691130 | Homer | 31-P
| University of Alaska Anchorage | Bayview Hall | Other - Ext. Shell | 241000 | 932130 | 241000 | 932130 | Homer | 31-P
| University of Alaska Anchorage | Bayview Hall | Rebuild 6 inch diameter reduced pressure backflow preventer | 3000 | 935130 | 3000 | 935130 | Homer | 31-P
| University of Alaska Anchorage | Bayview Hall | Replace 3'-0 by 7'-0 aluminum storefront doors | 30000 | 965130 | 30000 | 965130 | Homer | 31-P
| University of Alaska Anchorage | Bayview Hall | Replace 3'-0 x 7'-0 steel, painted, door | 20000 | 985130 | 20000 | 985130 | Homer | 31-P
| University of Alaska Anchorage | Bayview Hall | Replace acoustic tile ceiling, fire-rated | 60000 | 1045130 | 60000 | 1045130 | Homer | 31-P
| University of Alaska Anchorage | Bayview Hall | Replace boiler, gas | 78000 | 1123130 | 78000 | 1123130 | Homer | 31-P
| University of Alaska Anchorage | Bayview Hall | Replace carpet | 93000 | 1216130 | 93000 | 1216130 | Homer | 31-P
| University of Alaska Anchorage | Bayview Hall | Replace carpeting | 20000 | 1236130 | 20000 | 1236130 | Homer | 31-P
| University of Alaska Anchorage | Bayview Hall | Replace chemical feed system | 4000 | 1240130 | 4000 | 1240130 | Homer | 31-P
| University of Alaska Anchorage | Bayview Hall | Replace circulator. pump, 1 H.P. | 19000 | 1259130 | 19000 | 1259130 | Homer | 31-P
| University of Alaska Anchorage | Bayview Hall | Replace expansion tank | 8000 | 1267130 | 8000 | 1267130 | Homer | 31-P
| University of Alaska Anchorage | Bayview Hall | Replace exterior siding | 60000 | 1327130 | 60000 | 1327130 | Homer | 31-P
| University of Alaska Anchorage | Bayview Hall | Replace fire alarm control panel | 63000 | 1390130 | 63000 | 1390130 | Homer | 31-P
| University of Alaska Anchorage | Bayview Hall | Replace plate glass storefront - 1st floor | 30000 | 1420130 | 30000 | 1420130 | Homer | 31-P
| University of Alaska Anchorage | Bayview Hall | Replace radiator, baseboard 10' section | 52000 | 1472130 | 52000 | 1472130 | Homer | 31-P
| University of Alaska Anchorage | Bayview Hall | Replace separator | 4000 | 1476130 | 4000 | 1476130 | Homer | 31-P
| University of Alaska Anchorage | Bayview Hall | Replace water heater, electric | 24000 | 1500130 | 24000 | 1500130 | Homer | 31-P
| University of Alaska Anchorage | Bayview Hall | Small Bathroom | 44000 | 1544130 | 44000 | 1544130 | Homer | 31-P
| University of Alaska Anchorage | Bayview Hall | Total EPDM roof replacement | 90000 | 1634130 | 90000 | 1634130 | Homer | 31-P
| University of Alaska Anchorage | Bayview Hall | Update exterioir structural pointing | 80000 | 1714130 | 80000 | 1714130 | Homer | 31-P
| University of Alaska Anchorage | Benson, Benny Building | Repaint interior walls | 92000 | 1806130 | 92000 | 1806130 | Kodiak | 32-P
| University of Alaska Anchorage | Benson, Benny Building | Replace carpeting | 154000 | 1960130 | 154000 | 1960130 | Kodiak | 32-P
| University of Alaska Anchorage | Benson, Benny Building | Replace drop ceiling grid and panels | 192000 | 2152130 | 192000 | 2152130 | Kodiak | 32-P
| University of Alaska Anchorage | Benson, Benny Building | Replace exterior doors | 94000 | 2246130 | 94000 | 2246130 | Kodiak | 32-P
| University of Alaska Anchorage | Benson, Benny Building | Replace occupancy sensors for lighting | 6000 | 2252130 | 6000 | 2252130 | Kodiak | 32-P
| University of Alaska Anchorage | Bridge | Added for each building Intercom/Telephone/Data | 2000 | 2254130 | 2000 | 2254130 | Palmer | 11-F
| University of Alaska Anchorage | Brockel, Clayton Building | 1 ea. 9348 Switch | 8000 | 2262130 | 8000 | 2262130 | Soldotna | 30-O
| University of Alaska Anchorage | Brockel, Clayton Building | Mechanical Air Handlers | 60000 | 2322130 | 60000 | 2322130 | Soldotna | 30-O
| University of Alaska Anchorage | Brockel, Clayton Building | Mechanical Controls | 1000 | 2323130 | 1000 | 2323130 | Soldotna | 30-O
| University of Alaska Anchorage | Brockel, Clayton Building | Medium bathroom renovation (4 to 5 units, no shower) | 313000 | 2636130 | 313000 | 2636130 | Soldotna | 30-O
| University of Alaska Anchorage | Brockel, Clayton Building | Replace drop ceiling grid and panels | 100000 | 2736130 | 100000 | 2736130 | Soldotna | 30-O
| University of Alaska Anchorage | Brockel, Clayton Building | Replace large exterior windows | 78000 | 2814130 | 78000 | 2814130 | Soldotna | 30-O
| University of Alaska Anchorage | Brockel, Clayton Building | Replace medium exterior windows | 12000 | 2826130 | 12000 | 2826130 | Soldotna | 30-O
| University of Alaska Anchorage | Brockel, Clayton Building | Update indoor lighting | 72000 | 2898130 | 72000 | 2898130 | Soldotna | 30-O
| University of Alaska Anchorage | Brockel, Clayton Building | Upgrade security systems | 15000 | 2913130 | 15000 | 2913130 | Soldotna | 30-O
| University of Alaska Anchorage | Campus Warehouse | Replace exterior doors | 5000 | 2918130 | 5000 | 2918130 | Soldotna | 30-O
| University of Alaska Anchorage | Copper Basin Hall | Exterior ADA - Grading and Cover | 200000 | 3118130 | 200000 | 3118130 | Valdez | 9-E
| University of Alaska Anchorage | Copper Basin Hall | Exterior Exterior Stairs | 8000 | 3126130 | 8000 | 3126130 | Valdez | 9-E
| University of Alaska Anchorage | Copper Basin Hall | Exterior Walkthrough Painting | 32000 | 3158130 | 32000 | 3158130 | Valdez | 9-E
| University of Alaska Anchorage | Copper Basin Hall | Exterior Walkthrough Siding | 8000 | 3166130 | 8000 | 3166130 | Valdez | 9-E
| University of Alaska Anchorage | Copper Basin Hall | Interior Carpet | 62000 | 3228130 | 62000 | 3228130 | Valdez | 9-E
| University of Alaska Anchorage | Copper Basin Hall | Interior Drop Ceiling Replacement | 86000 | 3314130 | 86000 | 3314130 | Valdez | 9-E
| University of Alaska Anchorage | Copper Basin Hall | Interior Fixed Ceiling Replacement | 129000 | 3443130 | 129000 | 3443130 | Valdez | 9-E
| University of Alaska Anchorage | Copper Basin Hall | Interior Painting | 30000 | 3473130 | 30000 | 3473130 | Valdez | 9-E
| University of Alaska Anchorage | Copper Basin Hall | Interior Small Bath - 1 to 3 units with Shower | 160000 | 3633130 | 160000 | 3633130 | Valdez | 9-E
| University of Alaska Anchorage | Copper Basin Hall | Interior Smoke/Heat Detectors (Stand Alone) | 50000 | 3683130 | 50000 | 3683130 | Valdez | 9-E
| University of Alaska Anchorage | Copper Basin Hall | Interior Vinyl | 11000 | 3694130 | 11000 | 3694130 | Valdez | 9-E
| University of Alaska Anchorage | Copper Basin Hall | Mechanical Walkthrough Building Boilers | 103000 | 3797130 | 103000 | 3797130 | Valdez | 9-E
| University of Alaska Anchorage | Copper Basin Hall | Mechanical Walkthrough Controls | 2000 | 3799130 | 2000 | 3799130 | Valdez | 9-E
| University of Alaska Anchorage | Copper Basin Hall | Mechanical Walkthrough Exhaust Fans - 1 to 5 HP | 12000 | 3811130 | 12000 | 3811130 | Valdez | 9-E
| University of Alaska Anchorage | Copper Basin Hall | Mechanical Walkthrough Fire Alarm Panel | 8000 | 3819130 | 8000 | 3819130 | Valdez | 9-E
| University of Alaska Anchorage | Copper Basin Hall | Mechanical Walkthrough Hot Water Heaters | 12000 | 3831130 | 12000 | 3831130 | Valdez | 9-E
| University of Alaska Anchorage | Copper Basin Hall | Mechanical Walkthrough Metal | 250000 | 4081130 | 250000 | 4081130 | Valdez | 9-E
| University of Alaska Anchorage | Copper Basin Hall | remediation and replacement of fuel storage tank | 50000 | 4131130 | 50000 | 4131130 | Valdez | 9-E
| University of Alaska Anchorage | Copper Basin Hall | Replace drop ceiling panels | 41000 | 4172130 | 41000 | 4172130 | Valdez | 9-E
| University of Alaska Anchorage | Copper Basin Hall | Replace Interior Doors & Doorways | 5000 | 4177130 | 5000 | 4177130 | Valdez | 9-E
| University of Alaska Anchorage | Copper Basin Hall | Update Fire Alarm System | 50000 | 4227130 | 50000 | 4227130 | Valdez | 9-E
| University of Alaska Anchorage | Copper Basin Hall | Upgrade windows to sliders | 69000 | 4296130 | 69000 | 4296130 | Valdez | 9-E
| University of Alaska Anchorage | Cordova Hall | Exterior Walkthrough Exterior Stairs | 8000 | 4304130 | 8000 | 4304130 | Valdez | 9-E
| University of Alaska Anchorage | Cordova Hall | Exterior Walkthrough Painting | 32000 | 4336130 | 32000 | 4336130 | Valdez | 9-E
| University of Alaska Anchorage | Cordova Hall | Exterior Walkthrough Siding | 8000 | 4344130 | 8000 | 4344130 | Valdez | 9-E
| University of Alaska Anchorage | Cordova Hall | Exterior Walkthrough Windows - Medium | 69000 | 4413130 | 69000 | 4413130 | Valdez | 9-E
| University of Alaska Anchorage | Cordova Hall | Interior Carpet | 62000 | 4475130 | 62000 | 4475130 | Valdez | 9-E
| University of Alaska Anchorage | Cordova Hall | Interior Drop Ceiling Replacement | 86000 | 4561130 | 86000 | 4561130 | Valdez | 9-E
| University of Alaska Anchorage | Cordova Hall | Interior Fixed Ceiling Replacement | 129000 | 4690130 | 129000 | 4690130 | Valdez | 9-E
| University of Alaska Anchorage | Cordova Hall | Interior Painting | 30000 | 4720130 | 30000 | 4720130 | Valdez | 9-E
| University of Alaska Anchorage | Cordova Hall | Interior Small Bath - 1 to 3 units with Shower | 160000 | 4880130 | 160000 | 4880130 | Valdez | 9-E
| University of Alaska Anchorage | Cordova Hall | Interior Smoke/Heat Detectors (Stand Alone) | 50000 | 4930130 | 50000 | 4930130 | Valdez | 9-E
| University of Alaska Anchorage | Cordova Hall | Interior Vinyl | 11000 | 4941130 | 11000 | 4941130 | Valdez | 9-E
| University of Alaska Anchorage | Cordova Hall | Mechanical Walkthrough Building Boilers | 103000 | 5044130 | 103000 | 5044130 | Valdez | 9-E
| University of Alaska Anchorage | Cordova Hall | Mechanical Walkthrough Controls | 2000 | 5046130 | 2000 | 5046130 | Valdez | 9-E
| University of Alaska Anchorage | Cordova Hall | Mechanical Walkthrough Exhaust Fans - 1 to 5 HP | 12000 | 5058130 | 12000 | 5058130 | Valdez | 9-E
| University of Alaska Anchorage | Cordova Hall | Mechanical Walkthrough Fire Alarm Panel | 8000 | 5066130 | 8000 | 5066130 | Valdez | 9-E
| University of Alaska Anchorage | Cordova Hall | Mechanical Walkthrough Hot Water Heaters | 12000 | 5078130 | 12000 | 5078130 | Valdez | 9-E
| University of Alaska Anchorage | Cordova Hall | Mechanical Walkthrough Metal | 250000 | 5328130 | 250000 | 5328130 | Valdez | 9-E
| University of Alaska Anchorage | Cordova Hall | remediation and replacement of fuel storage tank | 50000 | 5378130 | 50000 | 5378130 | Valdez | 9-E
| University of Alaska Anchorage | Cordova Hall | Replace drop ceiling panels | 41000 | 5419130 | 41000 | 5419130 | Valdez | 9-E
| University of Alaska Anchorage | Cordova Hall | Replace Interior Doors & Doorways | 5000 | 5424130 | 5000 | 5424130 | Valdez | 9-E
| University of Alaska Anchorage | Cordova Hall | Update Fire Alarm System | 50000 | 5474130 | 50000 | 5474130 | Valdez | 9-E
| University of Alaska Anchorage | Goodrich, Clarence Building | 1 ea. 9348 Switch | 8000 | 5482130 | 8000 | 5482130 | Soldotna | 30-O
| University of Alaska Anchorage | Goodrich, Clarence Building | Replace carpeting | 82000 | 5564130 | 82000 | 5564130 | Soldotna | 30-O
| University of Alaska Anchorage | Goodrich, Clarence Building | Small bathroom renovation (1 to 3 units, no shower) including asbestos abatement | 100000 | 5664130 | 100000 | 5664130 | Soldotna | 30-O
| University of Alaska Anchorage | Goodrich, Clarence Building | Update indoor lighting | 91000 | 5755130 | 91000 | 5755130 | Soldotna | 30-O
| University of Alaska Anchorage | Growden-Harrison Building | 6 ea. 9348 Switches | 48000 | 5803130 | 48000 | 5803130 | Valdez | 9-E
| University of Alaska Anchorage | Growden-Harrison Building | Exterior Walkthrough Exterior Doors | 94000 | 5897130 | 94000 | 5897130 | Valdez | 9-E
| University of Alaska Anchorage | Growden-Harrison Building | Exterior Walkthrough Painting | 38000 | 5935130 | 38000 | 5935130 | Valdez | 9-E
| University of Alaska Anchorage | Growden-Harrison Building | heat exchanger | 12000 | 5947130 | 12000 | 5947130 | Valdez | 9-E
| University of Alaska Anchorage | Growden-Harrison Building | Interior Carpet | 218000 | 6165130 | 218000 | 6165130 | Valdez | 9-E
| University of Alaska Anchorage | Growden-Harrison Building | Interior Drop Ceiling Replacement | 217000 | 6382130 | 217000 | 6382130 | Valdez | 9-E
| University of Alaska Anchorage | Growden-Harrison Building | interior locker rooms -- wellness center | 700000 | 7082130 | 700000 | 7082130 | Valdez | 9-E
| University of Alaska Anchorage | Growden-Harrison Building | Interior Painting | 243000 | 7325130 | 243000 | 7325130 | Valdez | 9-E
| University of Alaska Anchorage | Growden-Harrison Building | Interior Smoke/Heat Detectors (Stand Alone) | 20000 | 7345130 | 20000 | 7345130 | Valdez | 9-E
| University of Alaska Anchorage | Growden-Harrison Building | Interior Tile | 208000 | 7553130 | 208000 | 7553130 | Valdez | 9-E
| University of Alaska Anchorage | Growden-Harrison Building | Mechanical Walkthrough Controls | 2000 | 7555130 | 2000 | 7555130 | Valdez | 9-E
| University of Alaska Anchorage | Growden-Harrison Building | old | 250000 | 7805130 | 250000 | 7805130 | Valdez | 9-E
| University of Alaska Anchorage | Growden-Harrison Building | Old- 1965/1973 | 63000 | 7868130 | 63000 | 7868130 | Valdez | 9-E
| University of Alaska Anchorage | Growden-Harrison Building | panel and system upgrade | 20000 | 7888130 | 20000 | 7888130 | Valdez | 9-E
| University of Alaska Anchorage | Growden-Harrison Building | Parking lot and light replacement - curb cut out and replace with sidewalk. New egress space. Rip up old asphalt, take out old concrete bases for light poles, install new power to new light poles, LED Lights, new paving. | 1000000 | 8888130 | 1000000 | 8888130 | Valdez | 9-E
| University of Alaska Anchorage | Growden-Harrison Building | Renew 1973 Bathrooms | 44000 | 8932130 | 44000 | 8932130 | Valdez | 9-E
| University of Alaska Anchorage | Growden-Harrison Building | Replace 1973 Building Disttribution Pipe | 391000 | 9323130 | 391000 | 9323130 | Valdez | 9-E
| University of Alaska Anchorage | Growden-Harrison Building | Replace drop ceiling panels | 70000 | 9393130 | 70000 | 9393130 | Valdez | 9-E
| University of Alaska Anchorage | Growden-Harrison Building | Replace ductwork/return air, would include abatement | 502000 | 9895130 | 502000 | 9895130 | Valdez | 9-E
| University of Alaska Anchorage | Growden-Harrison Building | Replace waste drainage piping & drains | 200000 | 10095130 | 200000 | 10095130 | Valdez | 9-E
| University of Alaska Anchorage | Growden-Harrison Building | re-seal | 23000 | 10118130 | 23000 | 10118130 | Valdez | 9-E
| University of Alaska Anchorage | Homer Vehicle Storage & Maint. Shop | Interior Wall Painting | 3000 | 10121130 | 3000 | 10121130 | Homer | 31-P
| University of Alaska Anchorage | Infrastructure | Annual Furnishings Fund - $100,000 | 1000000 | 11121130 | 1000000 | 11121130 | Palmer | 11-F
| University of Alaska Anchorage | Infrastructure | East Campus Annual Storm Drain Funding | 450000 | 11571130 | 450000 | 11571130 | Palmer | 11-F
| University of Alaska Anchorage | Infrastructure | East-Central Campus Annual Storm Drain Funding | 450000 | 12021130 | 450000 | 12021130 | Palmer | 11-F
| University of Alaska Anchorage | Infrastructure | Grounds Just in Time Funding | 700000 | 12721130 | 700000 | 12721130 | Palmer | 11-F
| University of Alaska Anchorage | Infrastructure | Parking Lot near Ansep and Bookstore. | 1100000 | 13821130 | 1100000 | 13821130 | Palmer | 11-F
| University of Alaska Anchorage | Infrastructure | Replace Exterior Signage Outdoor Signage | 1000000 | 14821130 | 1000000 | 14821130 | Palmer | 11-F
| University of Alaska Anchorage | Infrastructure | Replace Fire Hydrant - Behind Engineering and Computation Building | 3000 | 14824130 | 3000 | 14824130 | Palmer | 11-F
| University of Alaska Anchorage | Infrastructure | Replace Roads & Paths Parking Lots | 200000 | 15024130 | 200000 | 15024130 | Palmer | 11-F
| University of Alaska Anchorage | Infrastructure | Replace Switch House services East Campus Primary (10 Bldgs) Wiring should be in decent condition, switch boxes are questionable. | 2000000 | 17024130 | 2000000 | 17024130 | Palmer | 11-F
| University of Alaska Anchorage | Infrastructure | Replace Switches (burried, no house) service West Campus Primary (10 Bldgs) | 2000000 | 19024130 | 2000000 | 19024130 | Palmer | 11-F
| University of Alaska Anchorage | Infrastructure | Replacement of dead trees | 5000 | 19029130 | 5000 | 19029130 | Palmer | 11-F
| University of Alaska Anchorage | Infrastructure | Student Housing Trail System - Repave | 50000 | 19079130 | 50000 | 19079130 | Palmer | 11-F
| University of Alaska Anchorage | Infrastructure | Survey and condition assessment of Manholes and Access Points. | 50000 | 19129130 | 50000 | 19129130 | Palmer | 11-F
| University of Alaska Anchorage | Infrastructure | West Campus Annual Storm Drain Funding | 450000 | 19579130 | 450000 | 19579130 | Palmer | 11-F
| University of Alaska Anchorage | Infrastructure | West-Central Campus Annual Storm Drain Funding | 450000 | 20029130 | 450000 | 20029130 | Palmer | 11-F
| University of Alaska Anchorage | Kerttula, Jalmar M. Building | 4 ea. 9348 Switches | 32000 | 20061130 | 32000 | 20061130 | Palmer | 11-F
| University of Alaska Anchorage | Kerttula, Jalmar M. Building | Mechanical Building Piping - 2 Pipe or steam, sprinkler piping | 350000 | 20411130 | 350000 | 20411130 | Palmer | 11-F
| University of Alaska Anchorage | Kerttula, Jalmar M. Building | Mechanical Suppression / Extinguisher system (Ansul) | 10000 | 20421130 | 10000 | 20421130 | Palmer | 11-F
| University of Alaska Anchorage | Kerttula, Jalmar M. Building | Re-paint building exterior | 10000 | 20431130 | 10000 | 20431130 | Palmer | 11-F
| University of Alaska Anchorage | Kerttula, Jalmar M. Building | Replace carpeting | 30000 | 20461130 | 30000 | 20461130 | Palmer | 11-F
| University of Alaska Anchorage | Kerttula, Jalmar M. Building | Replace exterior doors | 80000 | 20541130 | 80000 | 20541130 | Palmer | 11-F
| University of Alaska Anchorage | Kerttula, Jalmar M. Building | Replace occupancy sensors for lighting | 12000 | 20553130 | 12000 | 20553130 | Palmer | 11-F
| University of Alaska Anchorage | Kerttula, Jalmar M. Building | Replace small exterior windows | 114000 | 20667130 | 114000 | 20667130 | Palmer | 11-F
| University of Alaska Anchorage | Kerttula, Jalmar M. Building | Small bathroom renovation (1 to 3 units, no shower) | 88000 | 20755130 | 88000 | 20755130 | Palmer | 11-F
| University of Alaska Anchorage | Kerttula, Jalmar M. Building | Update indoor lighting - change to LEDs | 251000 | 21006130 | 251000 | 21006130 | Palmer | 11-F
| University of Alaska Anchorage | Machetanz, Fred & Sara Building | Mechanical Building Boilers | 400000 | 21406130 | 400000 | 21406130 | Palmer | 11-F
| University of Alaska Anchorage | Machetanz, Fred & Sara Building | Replace carpeting | 100000 | 21506130 | 100000 | 21506130 | Palmer | 11-F
| University of Alaska Anchorage | Machetanz, Fred & Sara Building | Replace occupancy sensors for lighting | 13000 | 21519130 | 13000 | 21519130 | Palmer | 11-F
| University of Alaska Anchorage | Machetanz, Fred & Sara Building | Update indoor lighting - LEDs | 273000 | 21792130 | 273000 | 21792130 | Palmer | 11-F
| University of Alaska Anchorage | Massay, Glenn Theater | Re-paint building exterior | 10000 | 21802130 | 10000 | 21802130 | Palmer | 11-F
| University of Alaska Anchorage | McLane, Enid S. Building | 2 ea. 9348 Switches | 16000 | 21818130 | 16000 | 21818130 | Soldotna | 30-O
| University of Alaska Anchorage | McLane, Enid S. Building | Re-paint building exterior | 25000 | 21843130 | 25000 | 21843130 | Soldotna | 30-O
| University of Alaska Anchorage | McLane, Enid S. Building | Replace exterior doors | 27000 | 21870130 | 27000 | 21870130 | Soldotna | 30-O
| University of Alaska Anchorage | McLane, Enid S. Building | Replace large exterior windows | 20000 | 21890130 | 20000 | 21890130 | Soldotna | 30-O
| University of Alaska Anchorage | McLane, Enid S. Building | Replace medium exterior windows | 19000 | 21909130 | 19000 | 21909130 | Soldotna | 30-O
| University of Alaska Anchorage | McLane, Enid S. Building | Replace small exterior windows | 6000 | 21915130 | 6000 | 21915130 | Soldotna | 30-O
| University of Alaska Anchorage | Okeson, Alvin S. Building | Mechanical Fire Alarm Panel | 40000 | 21955130 | 40000 | 21955130 | Palmer | 11-F
| University of Alaska Anchorage | Okeson, Alvin S. Building | Repaint interior walls | 84000 | 22039130 | 84000 | 22039130 | Palmer | 11-F
| University of Alaska Anchorage | Okeson, Alvin S. Building | Replace carpeting | 100000 | 22139130 | 100000 | 22139130 | Palmer | 11-F
| University of Alaska Anchorage | Okeson, Alvin S. Building | Replace drop ceiling grid and panels | 226000 | 22365130 | 226000 | 22365130 | Palmer | 11-F
| University of Alaska Anchorage | Okeson, Alvin S. Building | Replace drop ceiling panels | 81000 | 22446130 | 81000 | 22446130 | Palmer | 11-F
| University of Alaska Anchorage | Okeson, Alvin S. Building | Replace interior signage | 18000 | 22464130 | 18000 | 22464130 | Palmer | 11-F
| University of Alaska Anchorage | Okeson, Alvin S. Building | Replace VAV units | 99000 | 22563130 | 99000 | 22563130 | Palmer | 11-F
| University of Alaska Anchorage | Okeson, Alvin S. Building | Update indoor lighting - LEDs | 154000 | 22717130 | 154000 | 22717130 | Palmer | 11-F
| University of Alaska Anchorage | Ortner Warehouse | Mechanical Building Boilers | 65000 | 22782130 | 65000 | 22782130 | Palmer | 11-F
| University of Alaska Anchorage | Ortner Warehouse | Mechanical Hot Water Heaters | 1500 | 22783630 | 1500 | 22783630 | Palmer | 11-F
| University of Alaska Anchorage | Ortner Warehouse | Mechanical Single-Ply/EPDM | 63000 | 22846630 | 63000 | 22846630 | Palmer | 11-F
| University of Alaska Anchorage | Pioneer Hall | Interior Vinyl | 20000 | 22866630 | 20000 | 22866630 | Homer | 31-P
| University of Alaska Anchorage | Pioneer Hall | Small bathroom renovation (1 to 3 units, no shower) | 250000 | 23116630 | 250000 | 23116630 | Homer | 31-P
| University of Alaska Anchorage | Snodgrass Hall | 2 ea. 9348 Switches | 16000 | 23132630 | 16000 | 23132630 | Palmer | 11-F
| University of Alaska Anchorage | Snodgrass Hall | Mechanical Fire Alarm Panel | 133000 | 23265630 | 133000 | 23265630 | Palmer | 11-F
| University of Alaska Anchorage | Snodgrass Hall | Replace occupancy sensors for lighting | 10000 | 23275630 | 10000 | 23275630 | Palmer | 11-F
| University of Alaska Anchorage | Snodgrass Hall | Update indoor lighting - LEDs | 228000 | 23503630 | 228000 | 23503630 | Palmer | 11-F
| University of Alaska Anchorage | Steffy, Dennis and Ginger Mining and Petroleum Training Service Center of Excellence | Replace carpeting | 89000 | 23592630 | 89000 | 23592630 | Soldotna | 30-O
| University of Alaska Anchorage | Steffy, Dennis and Ginger Mining and Petroleum Training Service Center of Excellence | Replace exterior stairs | 1000 | 23593630 | 1000 | 23593630 | Soldotna | 30-O
| University of Alaska Anchorage | Steffy, Dennis and Ginger Mining and Petroleum Training Service Center of Excellence | Update indoor lighting | 50000 | 23643630 | 50000 | 23643630 | Soldotna | 30-O
| University of Alaska Anchorage | Student Housing Complex | Interior VCT | 25000 | 23668630 | 25000 | 23668630 | Soldotna | 30-O
| University of Alaska Anchorage | Student Housing Complex | Interior Vinyl | 48000 | 23716630 | 48000 | 23716630 | Soldotna | 30-O
| University of Alaska Anchorage | Student Housing Complex | Repaint interior walls | 183000 | 23899630 | 183000 | 23899630 | Soldotna | 30-O
| University of Alaska Anchorage | Student Housing Complex | Replace carpeting | 199000 | 24098630 | 199000 | 24098630 | Soldotna | 30-O
| University of Alaska Anchorage | Student Housing Complex | Replace dishwasher | 30000 | 24128630 | 30000 | 24128630 | Soldotna | 30-O
| University of Alaska Anchorage | Student Housing Complex | Replace dorm room furniture and finishes | 478000 | 24606630 | 478000 | 24606630 | Soldotna | 30-O
| University of Alaska Anchorage | Student Housing Complex | Replace interior signage | 39000 | 24645630 | 39000 | 24645630 | Soldotna | 30-O
| University of Alaska Anchorage | Student Housing Complex | Replace ovens | 30000 | 24675630 | 30000 | 24675630 | Soldotna | 30-O
| University of Alaska Anchorage | Student Housing Complex | Replace refrigerators | 30000 | 24705630 | 30000 | 24705630 | Soldotna | 30-O
| University of Alaska Anchorage | Student Housing Pavilion | Replace water heater, electric | 6000 | 24711630 | 6000 | 24711630 | Soldotna | 30-O
| University of Alaska Anchorage | Student Housing Pavilion Comfort Station | Replace water heater, electric | 6000 | 24717630 | 6000 | 24717630 | Soldotna | 30-O
| University of Alaska Anchorage | Valdez Hall | Exterior Walkthrough Exterior Stairs | 8000 | 24725630 | 8000 | 24725630 | Valdez | 9-E
| University of Alaska Anchorage | Valdez Hall | Exterior Walkthrough Painting | 32000 | 24757630 | 32000 | 24757630 | Valdez | 9-E
| University of Alaska Anchorage | Valdez Hall | Exterior Walkthrough Siding | 8000 | 24765630 | 8000 | 24765630 | Valdez | 9-E
| University of Alaska Anchorage | Valdez Hall | Exterior Walkthrough Windows - Medium | 69000 | 24834630 | 69000 | 24834630 | Valdez | 9-E
| University of Alaska Anchorage | Valdez Hall | Interior Carpet | 62000 | 24896630 | 62000 | 24896630 | Valdez | 9-E
| University of Alaska Anchorage | Valdez Hall | Interior Drop Ceiling Replacement | 86000 | 24982630 | 86000 | 24982630 | Valdez | 9-E
| University of Alaska Anchorage | Valdez Hall | Interior Fixed Ceiling Replacement | 129000 | 25111630 | 129000 | 25111630 | Valdez | 9-E
| University of Alaska Anchorage | Valdez Hall | Interior Painting | 30000 | 25141630 | 30000 | 25141630 | Valdez | 9-E
| University of Alaska Anchorage | Valdez Hall | Interior Small Bath - 1 to 3 units with Shower | 160000 | 25301630 | 160000 | 25301630 | Valdez | 9-E
| University of Alaska Anchorage | Valdez Hall | Interior Smoke/Heat Detectors (Stand Alone) | 50000 | 25351630 | 50000 | 25351630 | Valdez | 9-E
| University of Alaska Anchorage | Valdez Hall | Interior Vinyl | 11000 | 25362630 | 11000 | 25362630 | Valdez | 9-E
| University of Alaska Anchorage | Valdez Hall | Mechanical Walkthrough Building Boilers | 103000 | 25465630 | 103000 | 25465630 | Valdez | 9-E
| University of Alaska Anchorage | Valdez Hall | Mechanical Walkthrough Controls | 2000 | 25467630 | 2000 | 25467630 | Valdez | 9-E
| University of Alaska Anchorage | Valdez Hall | Mechanical Walkthrough Exhaust Fans - 1 to 5 HP | 12000 | 25479630 | 12000 | 25479630 | Valdez | 9-E
| University of Alaska Anchorage | Valdez Hall | Mechanical Walkthrough Fire Alarm Panel | 8000 | 25487630 | 8000 | 25487630 | Valdez | 9-E
| University of Alaska Anchorage | Valdez Hall | Mechanical Walkthrough Hot Water Heaters | 12000 | 25499630 | 12000 | 25499630 | Valdez | 9-E
| University of Alaska Anchorage | Valdez Hall | Mechanical Walkthrough Metal | 250000 | 25749630 | 250000 | 25749630 | Valdez | 9-E
| University of Alaska Anchorage | Valdez Hall | remediation and replacement of fuel storage tank | 50000 | 25799630 | 50000 | 25799630 | Valdez | 9-E
| University of Alaska Anchorage | Valdez Hall | Replace drop ceiling panels | 41000 | 25840630 | 41000 | 25840630 | Valdez | 9-E
| University of Alaska Anchorage | Valdez Hall | Replace Interior Doors & Doorways | 5000 | 25845630 | 5000 | 25845630 | Valdez | 9-E
| University of Alaska Anchorage | Valdez Hall | Update Fire Alarm System | 50000 | 25895630 | 50000 | 25895630 | Valdez | 9-E
| University of Alaska Anchorage | Valdez Warehouse | Exterior Walkthrough Siding | 7000 | 25902630 | 7000 | 25902630 | Valdez | 9-E
| University of Alaska Anchorage | Valdez Warehouse | Interior Small Bath - 1 to 3 units no Shower | 12000 | 25914630 | 12000 | 25914630 | Valdez | 9-E
| University of Alaska Anchorage | Valdez Warehouse | Mechanical Walkthrough Building Boilers | 94000 | 26008630 | 94000 | 26008630 | Valdez | 9-E
| University of Alaska Anchorage | Valdez Warehouse | panel and system replacement | 8000 | 26016630 | 8000 | 26016630 | Valdez | 9-E
| University of Alaska Anchorage | Valdez Warehouse | Replace current panels (not supported) | 2000 | 26018630 | 2000 | 26018630 | Valdez | 9-E
| University of Alaska Anchorage | Valdez Warehouse | Update Fire Alarm System | 7000 | 26025630 | 7000 | 26025630 | Valdez | 9-E
| University of Alaska Anchorage | Valdez Warehouse | Weather and Waterproofing for Snow | 20000 | 26045630 | 20000 | 26045630 | Valdez | 9-E
| University of Alaska Anchorage | Vocational Technology Building | Repaint interior walls | 82000 | 26127630 | 82000 | 26127630 | Kodiak | 32-P
| University of Alaska Anchorage | Vocational Technology Building | Replace exterior doors | 47000 | 26174630 | 47000 | 26174630 | Kodiak | 32-P
| University of Alaska Anchorage | Vocational Technology Building | Replace occupancy sensors for lighting | 5000 | 26179630 | 5000 | 26179630 | Kodiak | 32-P
| University of Alaska Anchorage | Ward, Walter E. Sr. Building | 7 ea. 9348 Switches | 56000 | 26235630 | 56000 | 26235630 | Soldotna | 30-O
| University of Alaska Anchorage | Ward, Walter E. Sr. Building | Mechanical Chiller - DX or Split System | 10000 | 26245630 | 10000 | 26245630 | Soldotna | 30-O
| University of Alaska Anchorage | Ward, Walter E. Sr. Building | Mechanical Compressors | 10000 | 26255630 | 10000 | 26255630 | Soldotna | 30-O
| University of Alaska Anchorage | Ward, Walter E. Sr. Building | Replace VAV units | 65000 | 26320630 | 65000 | 26320630 | Soldotna | 30-O
| University of Alaska Anchorage | Ward, Walter E. Sr. Building | Update indoor lighting | 100000 | 26420630 | 100000 | 26420630 | Soldotna | 30-O
| University of Alaska Anchorage | Whitney, Maxine and Jesse Museum | install dehumudification system. Includes modification of current HVAC | 350000 | 26770630 | 350000 | 26770630 | Valdez | 9-E
| University of Alaska Anchorage | Whitney, Maxine and Jesse Museum | Interior Carpet | 67000 | 26837630 | 67000 | 26837630 | Valdez | 9-E
| University of Alaska Anchorage | Whitney, Maxine and Jesse Museum | Interior Fixed Ceiling Replacement | 84000 | 26921630 | 84000 | 26921630 | Valdez | 9-E
| University of Alaska Anchorage | Whitney, Maxine and Jesse Museum | Interior Painting | 31000 | 26952630 | 31000 | 26952630 | Valdez | 9-E
| University of Alaska Anchorage | Whitney, Maxine and Jesse Museum | Mechanical Walkthrough Controls | 2000 | 26954630 | 2000 | 26954630 | Valdez | 9-E
| University of Alaska Anchorage | Whitney, Maxine and Jesse Museum | Mechanical Walkthrough Fire Alarm Panel | 8000 | 26962630 | 8000 | 26962630 | Valdez | 9-E
| University of Alaska Anchorage | Whitney, Maxine and Jesse Museum | Update Fire Alarm System | 50000 | 27012630 | 50000 | 27012630 | Valdez | 9-E
| University of Alaska Anchorage | Bayview Hall | Replace interior signage | 7033 | 27019663 | 7033 | 27019663 | Homer | 31-P
| University of Alaska Anchorage | Growden-Harrison Building | Replace Air Handlers | 278940 | 27298603 | 278940 | 27298603 | Valdez | 9-E
| University of Alaska Anchorage | Kerttula, Jalmar M. Building | Mechanical Building Piping - 2 Pipe or steam | 255640 | 27554243 | 255640 | 27554243 | Palmer | 11-F
| University of Alaska Anchorage | Kerttula, Jalmar M. Building | Mechanical Fire Pumps | 947 | 27555190 | 947 | 27555190 | Palmer | 11-F
| University of Alaska Anchorage | McLane, Enid S. Building | Full buliding Interior/ HVAC/ Plumbing/ Electrical/Lighting/Communictions renovation | 1558400 | 29113590 | 1558400 | 29113590 | Soldotna | 30-O
| University of Alaska Anchorage | Vocational Technology Building | Replace exit signage | 11910 | 29125500 | 11910 | 29125500 | Kodiak | 32-P
|  |  | TOTAL | 29125500

## UAF Main Campus
University of Alaska
(Formatted to Thousands)
|  |  |  | Project Cost ($00.0) | Running Total ($00.0) | GF Cost ($00.0) | GF Running Total ($00.0)
Dept. | [7 empty] | Location (City) | House District
Priority | Allocation | Project Title | Project Description
| University of Alaska Fairbanks | Akasofu, Syun-Ichi Building | PERFORM A TIER 1 SEISMIC EVALUATION. | 250000 | 250000 | 250000 | 250000 | Fairbanks | 5-C
| University of Alaska Fairbanks | Akasofu, Syun-Ichi Building | PROVIDE AN ACCESSIBLE GENDER INCLUSIVE RESTROOM. | 100000 | 350000 | 100000 | 350000 | Fairbanks | 5-C
| University of Alaska Fairbanks | Akasofu, Syun-Ichi Building | REPLACE CARPET IN ALL THE FLOOR AREAS THAT WERE NOT OCCUPIED BY THE JAPANESE PROGRAM | 250000 | 600000 | 250000 | 600000 | Fairbanks | 5-C
| University of Alaska Fairbanks | Akasofu, Syun-Ichi Building | REPLACE EXPOSED RADIANT FINS ON THE CURVED GLASS WALL ON THE 3RD AND 4TH FLOORS | 95000 | 695000 | 95000 | 695000 | Fairbanks | 5-C
| University of Alaska Fairbanks | Akasofu, Syun-Ichi Building | REPLACE WINDOW BLINDS BUILDING WIDE | 175000 | 870000 | 175000 | 870000 | Fairbanks | 5-C
| University of Alaska Fairbanks | Animal Handling Facility | INSTALL DRAIN WARNING MECHANISM FOR SEPTIC FREEZE-UP OR FILL | 5000 | 875000 | 5000 | 875000 | Fairbanks | 4-B
| University of Alaska Fairbanks | Arctic Health Research Center | ACM MITIGATION AND REVITALIZE THE LABS | 2000000 | 2875000 | 2000000 | 2875000 | Fairbanks | 5-C
| University of Alaska Fairbanks | Arctic Health Research Center | ADA PARKING UPGRADE | 310880 | 3185880 | 310880 | 3185880 | Fairbanks | 5-C
| University of Alaska Fairbanks | Arctic Health Research Center | ADA RENOVATIONS | 950000 | 4135880 | 950000 | 4135880 | Fairbanks | 5-C
| University of Alaska Fairbanks | Arctic Health Research Center | ELECTRICAL SYSTEMS UPGRADES | 5250000 | 9385880 | 5250000 | 9385880 | Fairbanks | 5-C
| University of Alaska Fairbanks | Arctic Health Research Center | EXCESS SNOW LOAD MITIGATION - AHRB | 1000000 | 10385880 | 1000000 | 10385880 | Fairbanks | 5-C
| University of Alaska Fairbanks | Arctic Health Research Center | EXTERIOR ARCHITECTURAL RENOVATIONS | 4851120 | 15237000 | 4851120 | 15237000 | Fairbanks | 5-C
| University of Alaska Fairbanks | Arctic Health Research Center | LIGHTING UPGRADE AHRB | 800000 | 16037000 | 800000 | 16037000 | Fairbanks | 5-C
| University of Alaska Fairbanks | Arctic Health Research Center | REMOVE OLD CHILLERS AND CONNECT TO WEST RIDGE CHILLED WATER SYSTEM | 3300000 | 19337000 | 3300000 | 19337000 | Fairbanks | 5-C
| University of Alaska Fairbanks | Arctic Health Research Center | REMOVE THE LIBRARY SHELFING | 1000000 | 20337000 | 1000000 | 20337000 | Fairbanks | 5-C
| University of Alaska Fairbanks | Arctic Health Research Center | RENOVATE HVAC - AHRB | 9000000 | 29337000 | 9000000 | 29337000 | Fairbanks | 5-C
| University of Alaska Fairbanks | Arctic Health Research Center | REPAIR EXTERIOR WALKS, CURBS, RETAINING WALLS - AHRB | 575000 | 29912000 | 575000 | 29912000 | Fairbanks | 5-C
| University of Alaska Fairbanks | Arctic Health Research Center | REPAIR OR DEMOLISH INTERCOM SYSTEM | 60000 | 29972000 | 60000 | 29972000 | Fairbanks | 5-C
| University of Alaska Fairbanks | Arctic Health Research Center | REPLACE DOOR HARDWARE AND PROVIDE ELECTRONIC LOCKS | 600000 | 30572000 | 600000 | 30572000 | Fairbanks | 5-C
| University of Alaska Fairbanks | Arctic Health Research Center | REPLACE FUME HOOD CONTROLS-AHRB | 1225000 | 31797000 | 1225000 | 31797000 | Fairbanks | 5-C
| University of Alaska Fairbanks | Arctic Health Research Center | REPLACE LAB ENVIRONMENTAL CHAMBERS | 600000 | 32397000 | 600000 | 32397000 | Fairbanks | 5-C
| University of Alaska Fairbanks | Arctic Health Research Center | RE-ROOF | 3600000 | 35997000 | 3600000 | 35997000 | Fairbanks | 5-C
| University of Alaska Fairbanks | Arctic Health Research Center | RESTROOMS RENEWAL AND CODE COMPLIANCE | 1050000 | 37047000 | 1050000 | 37047000 | Fairbanks | 5-C
| University of Alaska Fairbanks | Arctic Health Research Center | REVITALIZE VACATED VIROLOGY LABS- CABINETS, FINISHES, LAB SERVICES, ETC. | 16000000 | 53047000 | 16000000 | 53047000 | Fairbanks | 5-C
| University of Alaska Fairbanks | Arctic Health Research Center | SEISMIC UPGRADE TO CEILINGS, LIGHTS, AND NON-STRUCTURAL ITEMS | 878000 | 53925000 | 878000 | 53925000 | Fairbanks | 5-C
| University of Alaska Fairbanks | Arctic Health Research Center | UPGRADE THE BUILDING MECHANICAL SYSTEM | 9800000 | 63725000 | 9800000 | 63725000 | Fairbanks | 5-C
| University of Alaska Fairbanks | Arctic Health Research Center | WEST RIDGE CAFÉ: CODE/SAFETY DEFICIENCIES | 1150000 | 64875000 | 1150000 | 64875000 | Fairbanks | 5-C
| University of Alaska Fairbanks | ASF Main Building | CAMPUS WAYFINDING SIGN | 6500 | 64881500 | 6500 | 64881500 | North Pole | 2-A
| University of Alaska Fairbanks | ASF Main Building | EXTERIOR REPAINTING | 40000 | 64921500 | 40000 | 64921500 | North Pole | 2-A
| University of Alaska Fairbanks | ASF Main Building | FLOORING UPGRADE | 35000 | 64956500 | 35000 | 64956500 | North Pole | 2-A
| University of Alaska Fairbanks | ASF Main Building | SPRINKLER INSTALLMENT | 63000 | 65019500 | 63000 | 65019500 | North Pole | 2-A
| University of Alaska Fairbanks | ASF Main Building | STUDY FOR FOUNDATION UPGRADE | 50000 | 65069500 | 50000 | 65069500 | North Pole | 2-A
| University of Alaska Fairbanks | ASF Main Building | UPGRADE LIEBERT POWER DISTRIBUTION UNIT (PDU) | 140000 | 65209500 | 140000 | 65209500 | North Pole | 2-A
| University of Alaska Fairbanks | ASF Utility Building | FUEL TANK UPGRADE | 40000 | 65249500 | 40000 | 65249500 | North Pole | 2-A
| University of Alaska Fairbanks | ASF Utility Building | MECHANICAL BOILER ROOM REPIPING | 6500 | 65256000 | 6500 | 65256000 | North Pole | 2-A
| University of Alaska Fairbanks | Atkinson, Ben J. Building | ADDITIONAL CONDENSER CAPACITY | 1750000 | 67006000 | 1750000 | 67006000 | Fairbanks | 5-C
| University of Alaska Fairbanks | Atkinson, Ben J. Building | ATKINSON SWITCHGEAR | 3225000 | 70231000 | 3225000 | 70231000 | Fairbanks | 5-C
| University of Alaska Fairbanks | Atkinson, Ben J. Building | BACK-UP COOLING WATER | 350000 | 70581000 | 350000 | 70581000 | Fairbanks | 5-C
| University of Alaska Fairbanks | Atkinson, Ben J. Building | CODE CORRECTIONS-FIRE SPRINKLER, EGRESS, AND OCCUPANCY SEPARATION | 3100000 | 73681000 | 3100000 | 73681000 | Fairbanks | 5-C
| University of Alaska Fairbanks | Atkinson, Ben J. Building | COMS FOR BOILER #3 | 350000 | 74031000 | 350000 | 74031000 | Fairbanks | 5-C
| University of Alaska Fairbanks | Atkinson, Ben J. Building | CONTINUOUS EMISSIONS MONITORING FOR BOILER #4 | 425000 | 74456000 | 425000 | 74456000 | Fairbanks | 5-C
| University of Alaska Fairbanks | Atkinson, Ben J. Building | CONVERT BOILER #3 TO NATURAL GAS | 500000 | 74956000 | 500000 | 74956000 | Fairbanks | 5-C
| University of Alaska Fairbanks | Atkinson, Ben J. Building | ELECTRICAL DISTRIBUTION SYSTEM UPGRADE PHASE 2-3 | 6280000 | 81236000 | 6280000 | 81236000 | Fairbanks | 5-C
| University of Alaska Fairbanks | Atkinson, Ben J. Building | FIRE ALARM SYSTEM REPAIRS | 300000 | 81536000 | 300000 | 81536000 | Fairbanks | 5-C
| University of Alaska Fairbanks | Atkinson, Ben J. Building | INCREASE RO WATER CAPACITY | 350000 | 81886000 | 350000 | 81886000 | Fairbanks | 5-C
| University of Alaska Fairbanks | Atkinson, Ben J. Building | REPAIR FAILING NORTH RETAINING WALL | 300000 | 82186000 | 300000 | 82186000 | Fairbanks | 5-C
| University of Alaska Fairbanks | Atkinson, Ben J. Building | REPAIR VENTILATION IN WATER PLANT | 65000 | 82251000 | 65000 | 82251000 | Fairbanks | 5-C
| University of Alaska Fairbanks | Atkinson, Ben J. Building | REPLACE STEAM AND CONDENSATE LINE TO U-PARK | 5375000 | 87626000 | 5375000 | 87626000 | Fairbanks | 5-C
| University of Alaska Fairbanks | Atkinson, Ben J. Building | REPLACE STEAM AND WATER VALVES | 325000 | 87951000 | 325000 | 87951000 | Fairbanks | 5-C
| University of Alaska Fairbanks | Atkinson, Ben J. Building | REPLACE THIN WALL STEEL CHILLED WATER PIPING ON LOWER CAMPUS | 4700000 | 92651000 | 4700000 | 92651000 | Fairbanks | 5-C
| University of Alaska Fairbanks | Atkinson, Ben J. Building | RESURFACE/ASPHALT | 200000 | 92851000 | 200000 | 92851000 | Fairbanks | 5-C
| University of Alaska Fairbanks | Atkinson, Ben J. Building | UTILIDOR VENTILATION AT PLANT | 425000 | 93276000 | 425000 | 93276000 | Fairbanks | 5-C
| University of Alaska Fairbanks | Aurora Building | ADA RESTROOM UPGRADE | 10000 | 93286000 | 10000 | 93286000 | Fairbanks | 1-A
| University of Alaska Fairbanks | Aurora Building | INSTALL EXIT SIGN S IN THE BUILDING | 10000 | 93296000 | 10000 | 93296000 | Fairbanks | 1-A
| University of Alaska Fairbanks | Aurora Building | REMOVE FREEZER OVERHEAD DOORS | 7000 | 93303000 | 7000 | 93303000 | Fairbanks | 1-A
| University of Alaska Fairbanks | Aurora Building | RENOVATE ENTRANCE DOORS | 200000 | 93503000 | 200000 | 93503000 | Fairbanks | 1-A
| University of Alaska Fairbanks | Aurora Building | REPLACE ELECTRICAL DISTRIBUTION | 295000 | 93798000 | 295000 | 93798000 | Fairbanks | 1-A
| University of Alaska Fairbanks | Aurora Building | REPLACE ROOF | 1470000 | 95268000 | 1470000 | 95268000 | Fairbanks | 1-A
| University of Alaska Fairbanks | Aurora Building | SEISMIC RESTRAIN SHELVING | 5000 | 95273000 | 5000 | 95273000 | Fairbanks | 1-A
| University of Alaska Fairbanks | Aurora Building | THE BUILDING ENVELOPE LEAKS. REMOVE EXISTING BUILDING SIDING, REPAIR VAPOR BARRIER AND INSTALL NEW WINDOWS IN THE OFFICE SECTION | 425000 | 95698000 | 425000 | 95698000 | Fairbanks | 1-A
| University of Alaska Fairbanks | Bartlett, E. L. Hall | DORM INTERIOR STAIRWELL EGRESS WIDTH CODE CORRECTION | 274000 | 95972000 | 274000 | 95972000 | Fairbanks | 5-C
| University of Alaska Fairbanks | Bartlett, E. L. Hall | DORMITORY EMERGENCY EGRESS CODE CORRECTIONS | 585000 | 96557000 | 585000 | 96557000 | Fairbanks | 5-C
| University of Alaska Fairbanks | Bartlett, E. L. Hall | EMERGENCY LIGHTS UPGRADE | 550000 | 97107000 | 550000 | 97107000 | Fairbanks | 5-C
| University of Alaska Fairbanks | Bartlett, E. L. Hall | LAUNDRY UPGRADE | 320000 | 97427000 | 320000 | 97427000 | Fairbanks | 5-C
| University of Alaska Fairbanks | Bartlett, E. L. Hall | REPLACE DOOR KNOB WITH LEVER LOCKSET 240 DOORS @$500 PER DOOR | 120000 | 97547000 | 120000 | 97547000 | Fairbanks | 5-C
| University of Alaska Fairbanks | Bartlett, E. L. Hall | TIER 1 SIESMIC EVALUATION | 450000 | 97997000 | 450000 | 97997000 | Fairbanks | 5-C
| University of Alaska Fairbanks | Bartlett, E. L. Hall | UPPER DORM KITCHEN RENEWAL | 350000 | 98347000 | 350000 | 98347000 | Fairbanks | 5-C
| University of Alaska Fairbanks | Bartlett, E. L. Hall | UPPER DORM SECURITY--ADDITIONAL SAFETY | 150000 | 98497000 | 150000 | 98497000 | Fairbanks | 5-C
| University of Alaska Fairbanks | Bartlett, E. L. Hall | WINDOW UPGRADE (EST 200 @$3K) | 600000 | 99097000 | 600000 | 99097000 | Fairbanks | 5-C
| University of Alaska Fairbanks | Bioscience Research And Diagnostic | VAPOR BARRIER ON THE PENTHOUSE | 50000 | 99147000 | 50000 | 99147000 | Fairbanks | 5-C
| University of Alaska Fairbanks | Bioscience Research And Diagnostic | BOILER ROOM UPGRADES. | 100000 | 99247000 | 100000 | 99247000 | Fairbanks | 5-C
| University of Alaska Fairbanks | Bioscience Research And Diagnostic | FUND STUDY TO CORRECT BLDG PHASE ROTATION THAT IS INSTALLED BACKWARDS | 50000 | 99297000 | 50000 | 99297000 | Fairbanks | 5-C
| University of Alaska Fairbanks | Bioscience Research And Diagnostic | INSTALL EPOXY FLOORS ON FIRST FLOOR | 250000 | 99547000 | 250000 | 99547000 | Fairbanks | 5-C
| University of Alaska Fairbanks | Bioscience Research And Diagnostic | REPAIR EXHAUST FAN 9 THAT HAS LEAKS | 35000 | 99582000 | 35000 | 99582000 | Fairbanks | 5-C
| University of Alaska Fairbanks | Bioscience Research And Diagnostic | REPLACE BUILDING EPS | 150000 | 99732000 | 150000 | 99732000 | Fairbanks | 5-C
| University of Alaska Fairbanks | Bioscience Research And Diagnostic | REPLACE FIBERGLASS DOOR FRAMES WITH METAL DOOR FRAMES | 400000 | 100132000 | 400000 | 100132000 | Fairbanks | 5-C
| University of Alaska Fairbanks | Bioscience Research And Diagnostic | REPLACE THE FUEL TRANSFER PUMP SET GEARS FROM ALUMINUM TO CAST IRON | 100000 | 100232000 | 100000 | 100232000 | Fairbanks | 5-C
| University of Alaska Fairbanks | Bunnell, Charles Building | BUILDING EGRESS RENOVATION AND UPGRADE | 200000 | 100432000 | 200000 | 100432000 | Fairbanks | 5-C
| University of Alaska Fairbanks | Bunnell, Charles Building | DARK ROOMS/HVAC, LIGHTING, AND PLUMBING RENOVATION | 470000 | 100902000 | 470000 | 100902000 | Fairbanks | 5-C
| University of Alaska Fairbanks | Bunnell, Charles Building | EXTERIOR ENVELOPE & WINDOW UPGRADE | 8500000 | 109402000 | 8500000 | 109402000 | Fairbanks | 5-C
| University of Alaska Fairbanks | Bunnell, Charles Building | HEADBOLT HEATER OUTLET REPLACEMENT | 500000 | 109902000 | 500000 | 109902000 | Fairbanks | 5-C
| University of Alaska Fairbanks | Bunnell, Charles Building | INSTALL HEARING ADA LOOPS. | 15000 | 109917000 | 15000 | 109917000 | Fairbanks | 5-C
| University of Alaska Fairbanks | Bunnell, Charles Building | INTERIOR AND EXTERIOR DOOR AND HARDWARE REPLACEMENT | 125000 | 110042000 | 125000 | 110042000 | Fairbanks | 5-C
| University of Alaska Fairbanks | Bunnell, Charles Building | INTERIOR FINISHES UPGRADE | 900000 | 110942000 | 900000 | 110942000 | Fairbanks | 5-C
| University of Alaska Fairbanks | Bunnell, Charles Building | MECHANICAL TERMINAL UNIT DESIGN AND REPLACEMENT | 1750000 | 112692000 | 1750000 | 112692000 | Fairbanks | 5-C
| University of Alaska Fairbanks | Bunnell, Charles Building | MODIFY BUILDING ENTRANCES TO BE ACCESSIBLE. | 65000 | 112757000 | 65000 | 112757000 | Fairbanks | 5-C
| University of Alaska Fairbanks | Bunnell, Charles Building | RENOVATE RESTOOM TO IMPROVE ADA ACCESSIBLITY. | 1500000 | 114257000 | 1500000 | 114257000 | Fairbanks | 5-C
| University of Alaska Fairbanks | Bunnell, Charles Building | RE-ROOF | 1000000 | 115257000 | 1000000 | 115257000 | Fairbanks | 5-C
| University of Alaska Fairbanks | Bunnell, Charles Building | RESTROOM RENOVATION | 1200000 | 116457000 | 1200000 | 116457000 | Fairbanks | 5-C
| University of Alaska Fairbanks | Bunnell, Charles Building | STRUCTURAL FRAME UPGRADE | 29422000 | 145879000 | 29422000 | 145879000 | Fairbanks | 5-C
| University of Alaska Fairbanks | Bus Shelter- South Nenana | REPAIR AND UPGRADE HEATING SYSTEM | 20000 | 145899000 | 20000 | 145899000 | Fairbanks | 5-C
| University of Alaska Fairbanks | Bus Shelter- Taku | REPAIR AND UPGRADE HEATING SYSTEM | 40000 | 145939000 | 40000 | 145939000 | Fairbanks | 5-C
| University of Alaska Fairbanks | Bus Shelter- Wood Center | RENEW FINISHES AND PROVIDE CLEANABLE SURFACES | 250000 | 146189000 | 250000 | 146189000 | Fairbanks | 5-C
| University of Alaska Fairbanks | Bus Shelter- Wood Center | REPAIR AND UPGRADE HEATING SYSTEM | 20000 | 146209000 | 20000 | 146209000 | Fairbanks | 5-C
| University of Alaska Fairbanks | Chapman, Sydney Building | ADD VENTILATION AND CHILLED WATER CONTROLS | 4500000 | 150709000 | 4500000 | 150709000 | Fairbanks | 5-C
| University of Alaska Fairbanks | Chapman, Sydney Building | CHAPMAN BACKFILL | 500000 | 151209000 | 500000 | 151209000 | Fairbanks | 5-C
| University of Alaska Fairbanks | Chapman, Sydney Building | CHAPMAN ELEVATOR #28) UPGRADE | 30000 | 151239000 | 30000 | 151239000 | Fairbanks | 5-C
| University of Alaska Fairbanks | Chapman, Sydney Building | HEATING UPGRADE | 3000000 | 154239000 | 3000000 | 154239000 | Fairbanks | 5-C
| University of Alaska Fairbanks | Chapman, Sydney Building | PROVIDE AN ACCESSIBLE RESTROOM ON EACH FLOOR. | 225000 | 154464000 | 225000 | 154464000 | Fairbanks | 5-C
| University of Alaska Fairbanks | Chapman, Sydney Building | REFURBISH THE INTERIOR. | 1500000 | 155964000 | 1500000 | 155964000 | Fairbanks | 5-C
| University of Alaska Fairbanks | Chapman, Sydney Building | REMOVE OPERABLE WINDOW AND REPLACE W/ FIXED WINDOWS | 550000 | 156514000 | 550000 | 156514000 | Fairbanks | 5-C
| University of Alaska Fairbanks | Chapman, Sydney Building | REPAINT THE ADA ACCESSIBLE PARKING SPACES. | 5000 | 156519000 | 5000 | 156519000 | Fairbanks | 5-C
| University of Alaska Fairbanks | Chapman, Sydney Building | REPLACE STOREFRONT AND INSTALL RAMP ONTO ENTRY STAIRWAY. | 200000 | 156719000 | 200000 | 156719000 | Fairbanks | 5-C
| University of Alaska Fairbanks | Constitution Hall | ABATE AND REPLACE ACM FLOORING THOUGHOUT BUILDING | 290000 | 157009000 | 290000 | 157009000 | Fairbanks | 5-C
| University of Alaska Fairbanks | Constitution Hall | ABATE AND REPLACE ACM WALLS | 422500 | 157431500 | 422500 | 157431500 | Fairbanks | 5-C
| University of Alaska Fairbanks | Constitution Hall | CONSTITUTION HALL NE DOCK ELEVATOR UPGRADE (#25) | 200000 | 157631500 | 200000 | 157631500 | Fairbanks | 5-C
| University of Alaska Fairbanks | Constitution Hall | FIRE SPRINKLERS | 650000 | 158281500 | 650000 | 158281500 | Fairbanks | 5-C
| University of Alaska Fairbanks | Constitution Hall | RENEW ELECTRICAL DISTRIBUTION | 750000 | 159031500 | 750000 | 159031500 | Fairbanks | 5-C
| University of Alaska Fairbanks | Constitution Hall | RENOVATE EXTERIOR LIGHTING AND OUTLETS | 75000 | 159106500 | 75000 | 159106500 | Fairbanks | 5-C
| University of Alaska Fairbanks | Constitution Hall | REPAIR OLD PLUMBING: MECH. ROOM, DRINKING FOUNTAINS AND BUILDING MAINS | 350000 | 159456500 | 350000 | 159456500 | Fairbanks | 5-C
| University of Alaska Fairbanks | Constitution Hall | REPLACE ABANDONDED HVAC SYSTEM TO MEET CODE REQUIRED VENTILATION | 950000 | 160406500 | 950000 | 160406500 | Fairbanks | 5-C
| University of Alaska Fairbanks | Constitution Hall | REPLACE EXTERIOR WINDOWS | 645000 | 161051500 | 645000 | 161051500 | Fairbanks | 5-C
| University of Alaska Fairbanks | Constitution Hall | REPLACE HEATING SYSTEM FOR CODE COMPLIANCE AND ENERGY EFFICIENCY | 300000 | 161351500 | 300000 | 161351500 | Fairbanks | 5-C
| University of Alaska Fairbanks | Constitution Hall | REPLACE OLD LIGHTING FIXTURES THROUGHOUT BUILDING | 95000 | 161446500 | 95000 | 161446500 | Fairbanks | 5-C
| University of Alaska Fairbanks | Constitution Hall | REPLACE STAIR HANDRAILS | 35000 | 161481500 | 35000 | 161481500 | Fairbanks | 5-C
| University of Alaska Fairbanks | Constitution Hall | RE-SLOPE CONCRETE PLAZA BETWEEN CONSTITUTION HALL AND WOOD CENTER FOR DRAINAGE | 50000 | 161531500 | 50000 | 161531500 | Fairbanks | 5-C
| University of Alaska Fairbanks | Constitution Hall | REVITALIZE INTERIOR FINISHES THOROUGHOUT BUILDING | 1100000 | 162631500 | 1100000 | 162631500 | Fairbanks | 5-C
| University of Alaska Fairbanks | Constitution Hall | UPDATE REAR STAIRWELL AND EXIT DOOR | 300000 | 162931500 | 300000 | 162931500 | Fairbanks | 5-C
| University of Alaska Fairbanks | Constitution Hall | UPGRADE EMERGENCY LIGHTING & EXIT SIGNS | 40000 | 162971500 | 40000 | 162971500 | Fairbanks | 5-C
| University of Alaska Fairbanks | Copper Lane House 1818 | ADD ADA PARKING | 15000 | 162986500 | 15000 | 162986500 | Fairbanks | 5-C
| University of Alaska Fairbanks | Copper Lane House 1818 | CREATE AN OPEN OFFICE. | 25000 | 163011500 | 25000 | 163011500 | Fairbanks | 5-C
| University of Alaska Fairbanks | Copper Lane House 1818 | ENVELOPE UPGRADE | 112000 | 163123500 | 112000 | 163123500 | Fairbanks | 5-C
| University of Alaska Fairbanks | Copper Lane House 1818 | EXTERIOR PAINTING | 12500 | 163136000 | 12500 | 163136000 | Fairbanks | 5-C
| University of Alaska Fairbanks | Copper Lane House 1818 | PROVIDE A RAMP | 20000 | 163156000 | 20000 | 163156000 | Fairbanks | 5-C
| University of Alaska Fairbanks | Copper Lane House 1818 | PROVIDE A WHEELCHAIR LIFT | 20000 | 163176000 | 20000 | 163176000 | Fairbanks | 5-C
| University of Alaska Fairbanks | Copper Lane House 1818 | RENOVATE RESTROOMS. | 80000 | 163256000 | 80000 | 163256000 | Fairbanks | 5-C
| University of Alaska Fairbanks | Copper Lane House 1818 | RENOVATED KITCHEN TO BE ADA ACCESS | 25000 | 163281000 | 25000 | 163281000 | Fairbanks | 5-C
| University of Alaska Fairbanks | Cutler, Howard Apartments, Complex 1 | MODIFY THE LAUNDRY ROOM TO IMPROVE ACCESSIBLITY | 62500 | 163343500 | 62500 | 163343500 | Fairbanks | 5-C
| University of Alaska Fairbanks | Cutler, Howard Apartments, Complex 1 | REPAIR FAILING LOAD-BEARING WALLS/BEAMS | 284000 | 163627500 | 284000 | 163627500 | Fairbanks | 5-C
| University of Alaska Fairbanks | Cutler, Howard Apartments, Complex 1 | REPLACE DETERIORATING EXTERIOR LIGHTING | 28000 | 163655500 | 28000 | 163655500 | Fairbanks | 5-C
| University of Alaska Fairbanks | Cutler, Howard Apartments, Complex 1 | Replace Windows | 300000 | 163955500 | 300000 | 163955500 | Fairbanks | 5-C
| University of Alaska Fairbanks | Cutler, Howard Apartments, Complex 1 | REROOF | 1450000 | 165405500 | 1450000 | 165405500 | Fairbanks | 5-C
| University of Alaska Fairbanks | Cutler, Howard Apartments, Complex 1 | UPGRADE INTERIOR LIGHTING | 32000 | 165437500 | 32000 | 165437500 | Fairbanks | 5-C
| University of Alaska Fairbanks | Cutler, Howard Apartments, Complex 2 | REPAIR FAILING LOAD-BEARING WALLS/BEAMS | 284000 | 165721500 | 284000 | 165721500 | Fairbanks | 5-C
| University of Alaska Fairbanks | Cutler, Howard Apartments, Complex 2 | REPLACE DETERIORATING EXTERIOR LIGHTING | 28000 | 165749500 | 28000 | 165749500 | Fairbanks | 5-C
| University of Alaska Fairbanks | Cutler, Howard Apartments, Complex 2 | Replace Windows | 553000 | 166302500 | 553000 | 166302500 | Fairbanks | 5-C
| University of Alaska Fairbanks | Cutler, Howard Apartments, Complex 2 | REROOF | 1700000 | 168002500 | 1700000 | 168002500 | Fairbanks | 5-C
| University of Alaska Fairbanks | Cutler, Howard Apartments, Complex 2 | UPGRADE INTERIOR LIGHTING | 32000 | 168034500 | 32000 | 168034500 | Fairbanks | 5-C
| University of Alaska Fairbanks | Cutler, Howard Apartments, Complex 3 | REPAIR FAILING LOAD-BEARING WALLS/BEAMS | 284000 | 168318500 | 284000 | 168318500 | Fairbanks | 5-C
| University of Alaska Fairbanks | Cutler, Howard Apartments, Complex 3 | REPLACE DETERIORATING EXTERIOR LIGHTING | 28000 | 168346500 | 28000 | 168346500 | Fairbanks | 5-C
| University of Alaska Fairbanks | Cutler, Howard Apartments, Complex 3 | Replace Windows | 300000 | 168646500 | 300000 | 168646500 | Fairbanks | 5-C
| University of Alaska Fairbanks | Cutler, Howard Apartments, Complex 3 | UPGRADE INTERIOR LIGHTING | 32000 | 168678500 | 32000 | 168678500 | Fairbanks | 5-C
| University of Alaska Fairbanks | Cutler, Howard Apartments, Complex 4 | ADA NORTH SIDEWALK ACCESS IMPROVEMENTS | 700000 | 169378500 | 700000 | 169378500 | Fairbanks | 5-C
| University of Alaska Fairbanks | Cutler, Howard Apartments, Complex 4 | REPAIR FAILING LOAD-BEARING WALLS/BEAMS | 284000 | 169662500 | 284000 | 169662500 | Fairbanks | 5-C
| University of Alaska Fairbanks | Cutler, Howard Apartments, Complex 4 | REPLACE BLDG. DETERIORATING EXTERIOR LIGHTING | 28000 | 169690500 | 28000 | 169690500 | Fairbanks | 5-C
| University of Alaska Fairbanks | Cutler, Howard Apartments, Complex 4 | REROOF | 750000 | 170440500 | 750000 | 170440500 | Fairbanks | 5-C
| University of Alaska Fairbanks | Cutler, Howard Apartments, Complex 4 | UPGRADE EXTERIOR LIGHTING | 66000 | 170506500 | 66000 | 170506500 | Fairbanks | 5-C
| University of Alaska Fairbanks | Cutler, Howard Apartments, Complex 5 | COMPLETE VINYL SIDING REPLACEMENT | 80000 | 170586500 | 80000 | 170586500 | Fairbanks | 5-C
| University of Alaska Fairbanks | Cutler, Howard Apartments, Complex 5 | REPAIR FAILING LOAD-BEARING WALLS/BEAMS | 284000 | 170870500 | 284000 | 170870500 | Fairbanks | 5-C
| University of Alaska Fairbanks | Cutler, Howard Apartments, Complex 5 | Replace Windows | 300000 | 171170500 | 300000 | 171170500 | Fairbanks | 5-C
| University of Alaska Fairbanks | Cutler, Howard Apartments, Complex 5 | UPGRADE EXTERIOR LIGHTING | 68000 | 171238500 | 68000 | 171238500 | Fairbanks | 5-C
| University of Alaska Fairbanks | Cutler, Howard Apartments, Complex 5 | UPGRADE INTERIOR LIGHTING | 32000 | 171270500 | 32000 | 171270500 | Fairbanks | 5-C
| University of Alaska Fairbanks | Cutler, Howard Apartments, Complex 6 | COMPLETE VINYL SIDING REPLACEMENT | 80000 | 171350500 | 80000 | 171350500 | Fairbanks | 5-C
| University of Alaska Fairbanks | Cutler, Howard Apartments, Complex 6 | REPAIR FAILING LOAD-BEARING WALLS/BEAMS | 284000 | 171634500 | 284000 | 171634500 | Fairbanks | 5-C
| University of Alaska Fairbanks | Cutler, Howard Apartments, Complex 6 | REPLACE BLDG. DETERIORATING EXTERIOR LIGHTING | 28000 | 171662500 | 28000 | 171662500 | Fairbanks | 5-C
| University of Alaska Fairbanks | Cutler, Howard Apartments, Complex 6 | Replace Windows | 300000 | 171962500 | 300000 | 171962500 | Fairbanks | 5-C
| University of Alaska Fairbanks | Cutler, Howard Apartments, Complex 6 | UPGRADE EXTERIOR LIGHTING | 66000 | 172028500 | 66000 | 172028500 | Fairbanks | 5-C
| University of Alaska Fairbanks | Cutler, Howard Apartments, Complex 6 | UPGRADE INTERIOR LIGHTING | 32000 | 172060500 | 32000 | 172060500 | Fairbanks | 5-C
| University of Alaska Fairbanks | Duckering, William Elmhirst Building | DOOR AND HARDWARE REPLACEMENT | 250000 | 172310500 | 250000 | 172310500 | Fairbanks | 5-C
| University of Alaska Fairbanks | Duckering, William Elmhirst Building | FIRE ALARM REPLACEMENT | 200000 | 172510500 | 200000 | 172510500 | Fairbanks | 5-C
| University of Alaska Fairbanks | Duckering, William Elmhirst Building | FUNCTIONAL OBSOLESENCE BACKFILL RENEWAL | 1500000 | 174010500 | 1500000 | 174010500 | Fairbanks | 5-C
| University of Alaska Fairbanks | Duckering, William Elmhirst Building | HVAC CONTROLS UPGRADE | 262500 | 174273000 | 262500 | 174273000 | Fairbanks | 5-C
| University of Alaska Fairbanks | Duckering, William Elmhirst Building | HVAC HYDRONICS UPGRADE | 515000 | 174788000 | 515000 | 174788000 | Fairbanks | 5-C
| University of Alaska Fairbanks | Duckering, William Elmhirst Building | LAB FIXTURES AND COUNTER REPLACEMENT | 284000 | 175072000 | 284000 | 175072000 | Fairbanks | 5-C
| University of Alaska Fairbanks | Duckering, William Elmhirst Building | LIGHTING PROTECTION SYSTEM INSTALLATION | 130000 | 175202000 | 130000 | 175202000 | Fairbanks | 5-C
| University of Alaska Fairbanks | Duckering, William Elmhirst Building | PROVIDE ONE ACCESSIBLE RESTROOM ON THE FOURTH FLOOR. | 165000 | 175367000 | 165000 | 175367000 | Fairbanks | 5-C
| University of Alaska Fairbanks | Duckering, William Elmhirst Building | RENOVATE BUILDING RESTROOMS TO MODERNIZE AND IMPROVE ADA ACCESSIBLITY. | 2000000 | 177367000 | 2000000 | 177367000 | Fairbanks | 5-C
| University of Alaska Fairbanks | Duckering, William Elmhirst Building | RENOVATE RESTROOMS 1985 ADDITION 6@ 175K EACH | 1925000 | 179292000 | 1925000 | 179292000 | Fairbanks | 5-C
| University of Alaska Fairbanks | Duckering, William Elmhirst Building | REPLACE WATER FOUNTAINS. | 125000 | 179417000 | 125000 | 179417000 | Fairbanks | 5-C
| University of Alaska Fairbanks | Duckering, William Elmhirst Building | RE-ROOF | 1000000 | 180417000 | 1000000 | 180417000 | Fairbanks | 5-C
| University of Alaska Fairbanks | Duckering, William Elmhirst Building | RE-SLOPE RAMPS WITH TOPPING MATERIAL AND INSTALL NEW FLOORING. | 35000 | 180452000 | 35000 | 180452000 | Fairbanks | 5-C
| University of Alaska Fairbanks | Duckering, William Elmhirst Building | VENTILATION UPGRADE | 1135000 | 181587000 | 1135000 | 181587000 | Fairbanks | 5-C
| University of Alaska Fairbanks | Duckering, William Elmhirst Building | WALL GLASS REPLACEMENT AND VAPOR RETARDER UPGRADE | 1800000 | 183387000 | 1800000 | 183387000 | Fairbanks | 5-C
| University of Alaska Fairbanks | Eielson, Carl Ben Memorial Building | ABATE ASBESTOS-FINISHES AND PIPE INSULATION | 400000 | 183787000 | 400000 | 183787000 | Fairbanks | 5-C
| University of Alaska Fairbanks | Eielson, Carl Ben Memorial Building | CARPET REPLACEMENT | 100000 | 183887000 | 100000 | 183887000 | Fairbanks | 5-C
| University of Alaska Fairbanks | Eielson, Carl Ben Memorial Building | EMERGENCY LIGHTING INSTALLATION | 225000 | 184112000 | 225000 | 184112000 | Fairbanks | 5-C
| University of Alaska Fairbanks | Eielson, Carl Ben Memorial Building | EXTERIOR LIGHTS | 400000 | 184512000 | 400000 | 184512000 | Fairbanks | 5-C
| University of Alaska Fairbanks | Eielson, Carl Ben Memorial Building | INSTALL HVAC SYSTEMS COMBINE WITH SIGNERS | 4500000 | 189012000 | 4500000 | 189012000 | Fairbanks | 5-C
| University of Alaska Fairbanks | Eielson, Carl Ben Memorial Building | RENOVATE BUILDING ENVELOPE - INSULATION, VB | 2100000 | 191112000 | 2100000 | 191112000 | Fairbanks | 5-C
| University of Alaska Fairbanks | Eielson, Carl Ben Memorial Building | REPAIR AND PLUMBING IN THE NORTH STAIRWELL | 110000 | 191222000 | 110000 | 191222000 | Fairbanks | 5-C
| University of Alaska Fairbanks | Eielson, Carl Ben Memorial Building | REPAIR SPALLING CONCRETE AND DOOR CLEARANCE | 150000 | 191372000 | 150000 | 191372000 | Fairbanks | 5-C
| University of Alaska Fairbanks | Eielson, Carl Ben Memorial Building | REPAIR THE STORMDRAIN ON THE NORTH ENTRY TO PREVENT PONDING AT DOOR | 350000 | 191722000 | 350000 | 191722000 | Fairbanks | 5-C
| University of Alaska Fairbanks | Eielson, Carl Ben Memorial Building | REPLACE WOOD WINDOWS AND SASHES-MAINTAIN HISTORIC FEATURES | 1050000 | 192772000 | 1050000 | 192772000 | Fairbanks | 5-C
| University of Alaska Fairbanks | Eielson, Carl Ben Memorial Building | RE-ROOF | 700000 | 193472000 | 700000 | 193472000 | Fairbanks | 5-C
| University of Alaska Fairbanks | Eielson, Carl Ben Memorial Building | REVITALIZE AND MODERNIZE LEVEL 1 AND 2 FOR FUNCTIONAL OBSOLESENCE | 700000 | 194172000 | 700000 | 194172000 | Fairbanks | 5-C
| University of Alaska Fairbanks | Elvey, C. T. Building | ASBESTOS ABATEMENT - FIRE PROOFING | 3000000 | 197172000 | 3000000 | 197172000 | Fairbanks | 5-C
| University of Alaska Fairbanks | Elvey, C. T. Building | ASBESTOS ABATEMENT-TILE | 600000 | 197772000 | 600000 | 197772000 | Fairbanks | 5-C
| University of Alaska Fairbanks | Elvey, C. T. Building | DOORS AND HARDWARE REPLACEMENT | 2330000 | 200102000 | 2330000 | 200102000 | Fairbanks | 5-C
| University of Alaska Fairbanks | Elvey, C. T. Building | ELVEY COOLING-LONG TERM | 1000000 | 201102000 | 1000000 | 201102000 | Fairbanks | 5-C
| University of Alaska Fairbanks | Elvey, C. T. Building | EXTERIOR BUILDING WALKING DECK AND STAIR REPAIRS | 1050000 | 202152000 | 1050000 | 202152000 | Fairbanks | 5-C
| University of Alaska Fairbanks | Elvey, C. T. Building | EXTERIOR BUILDING RENOVATIONS | 11912000 | 214064000 | 11912000 | 214064000 | Fairbanks | 5-C
| University of Alaska Fairbanks | Elvey, C. T. Building | INSTALL EMERGENCY BACK-UP POWER | 1000000 | 215064000 | 1000000 | 215064000 | Fairbanks | 5-C
| University of Alaska Fairbanks | Elvey, C. T. Building | INSTALL EMERGENCY EGRESS LIGHTING | 1500000 | 216564000 | 1500000 | 216564000 | Fairbanks | 5-C
| University of Alaska Fairbanks | Elvey, C. T. Building | INSTALL HEARING LOOP. | 10000 | 216574000 | 10000 | 216574000 | Fairbanks | 5-C
| University of Alaska Fairbanks | Elvey, C. T. Building | INSTALL HEAT RECOVERY SYSTEM | 1798225 | 218372225 | 1798225 | 218372225 | Fairbanks | 5-C
| University of Alaska Fairbanks | Elvey, C. T. Building | INSTALL VIDEO SURVEILLANCE SYSTEM | 300300 | 218672525 | 300300 | 218672525 | Fairbanks | 5-C
| University of Alaska Fairbanks | Elvey, C. T. Building | LAB CODE CORRECTIONS | 454000 | 219126525 | 454000 | 219126525 | Fairbanks | 5-C
| University of Alaska Fairbanks | Elvey, C. T. Building | MECHANICAL CODE CORRECTIONS | 1619000 | 220745525 | 1619000 | 220745525 | Fairbanks | 5-C
| University of Alaska Fairbanks | Elvey, C. T. Building | RENEW ALL FINISHES | 5800000 | 226545525 | 5800000 | 226545525 | Fairbanks | 5-C
| University of Alaska Fairbanks | Elvey, C. T. Building | RENOVATE BUILDING PLUMBING ELVEY | 3701000 | 230246525 | 3701000 | 230246525 | Fairbanks | 5-C
| University of Alaska Fairbanks | Elvey, C. T. Building | RENOVATE RESTEOMS FOR MODERNIZATION AND ADA COMPLIANCE | 1387086 | 231633611 | 1387086 | 231633611 | Fairbanks | 5-C
| University of Alaska Fairbanks | Elvey, C. T. Building | REPAIR SITE IMPROVEMENTS ELVEY | 500000 | 232133611 | 500000 | 232133611 | Fairbanks | 5-C
| University of Alaska Fairbanks | Elvey, C. T. Building | REPLACE AIR HANDLING SYSTEM | 2636610 | 234770221 | 2636610 | 234770221 | Fairbanks | 5-C
| University of Alaska Fairbanks | Elvey, C. T. Building | REPLACE DATA/TELECOM SYSTEM | 3700840 | 238471061 | 3700840 | 238471061 | Fairbanks | 5-C
| University of Alaska Fairbanks | Elvey, C. T. Building | REPLACE DOMESTIC WATER PIPING | 441450 | 238912511 | 441450 | 238912511 | Fairbanks | 5-C
| University of Alaska Fairbanks | Elvey, C. T. Building | REPLACE ELECTRICAL DISTRIBUTION SYSTEM | 7508215 | 246420726 | 7508215 | 246420726 | Fairbanks | 5-C
| University of Alaska Fairbanks | Elvey, C. T. Building | REPLACE ELECTRICAL SWITCHES AND OUTLETS | 2649890 | 249070616 | 2649890 | 249070616 | Fairbanks | 5-C
| University of Alaska Fairbanks | Elvey, C. T. Building | REPLACE ELEVATORS (2) | 400400 | 249471016 | 400400 | 249471016 | Fairbanks | 5-C
| University of Alaska Fairbanks | Elvey, C. T. Building | REPLACE FURNISHINGS ELVEY | 1300000 | 250771016 | 1300000 | 250771016 | Fairbanks | 5-C
| University of Alaska Fairbanks | Elvey, C. T. Building | REPLACE HYDRONIC HEATING SYSTEM | 3700840 | 254471856 | 3700840 | 254471856 | Fairbanks | 5-C
| University of Alaska Fairbanks | Elvey, C. T. Building | REPLACE LAB CASEWORK | 3268980 | 257740836 | 3268980 | 257740836 | Fairbanks | 5-C
| University of Alaska Fairbanks | Elvey, C. T. Building | REPLACE SPRINKLER SYSTEM | 2220790 | 259961626 | 2220790 | 259961626 | Fairbanks | 5-C
| University of Alaska Fairbanks | Elvey, C. T. Building | REPLACE VENTILATION SYSTEM | 1798225 | 261759851 | 1798225 | 261759851 | Fairbanks | 5-C
| University of Alaska Fairbanks | Elvey, C. T. Building | REPLACE WATER LINES & EQUIPMENT | 3700840 | 265460691 | 3700840 | 265460691 | Fairbanks | 5-C
| University of Alaska Fairbanks | Elvey, C. T. Building | REPLACE/REPAIR NORTH CONCRETE STAIR THAT IS CRUMBLING AND FALLING APART | 150000 | 265610691 | 150000 | 265610691 | Fairbanks | 5-C
| University of Alaska Fairbanks | Elvey, C. T. Building | REVITALIZE OBSOLETE SPACES | 5000000 | 270610691 | 5000000 | 270610691 | Fairbanks | 5-C
| University of Alaska Fairbanks | Elvey, C. T. Building | ROOF DRAINS OFF SANITARY | 350000 | 270960691 | 350000 | 270960691 | Fairbanks | 5-C
| University of Alaska Fairbanks | Elvey, C. T. Building | SEISMIC BRACE CEILINGS AND EQUIPMENT ELVEY | 2000000 | 272960691 | 2000000 | 272960691 | Fairbanks | 5-C
| University of Alaska Fairbanks | Elvey, C. T. Building | STRUCTURAL IMPROVEMENTS FOR BUILDING SEISMIC/SATELLITE DISH SUPPORT | 6500000 | 279460691 | 6500000 | 279460691 | Fairbanks | 5-C
| University of Alaska Fairbanks | Environmental Health and Safety Building | REPLACE CARPET THROUGHOUT THE BUILDING | 100000 | 279560691 | 100000 | 279560691 | Fairbanks | 5-C
| University of Alaska Fairbanks | Environmental Health and Safety Building | RESTROOM COUNT INADEQUATE | 350000 | 279910691 | 350000 | 279910691 | Fairbanks | 5-C
| University of Alaska Fairbanks | Fine Arts Complex (Art Gallery & Rooms) | CONCRETE STEPS AND METAL NOISING REPLACEMENT | 400000 | 280310691 | 400000 | 280310691 | Fairbanks | 5-C
| University of Alaska Fairbanks | Fine Arts Complex (Art Gallery & Rooms) | MOVE ADA PARKING NEXT TO THE SIDEWALK AND MOVE METERED PARKING TO WHERE THE ADA PARKING IS CURRENTLY LOCATED. | 5000 | 280315691 | 5000 | 280315691 | Fairbanks | 5-C
| University of Alaska Fairbanks | Fine Arts Complex (Art Gallery & Rooms) | RENOVATE RESTROOM TO MODERNIZE AND IMPROVE ADA ACCESSIBLITY | 280000 | 280595691 | 280000 | 280595691 | Fairbanks | 5-C
| University of Alaska Fairbanks | Fine Arts Complex (Art Gallery & Rooms) | REPLACE GRILLE WITH ONE THAT HAS LESS THAN 1/2" OPENINGS THAT LAY PERPENDICULAR TO DIRECTION OF TRAVEL. | 10000 | 280605691 | 10000 | 280605691 | Fairbanks | 5-C
| University of Alaska Fairbanks | Fine Arts Complex (Concert Hall & Music Rooms) | ADD HUMIDIFICATION | 25000 | 280630691 | 25000 | 280630691 | Fairbanks | 5-C
| University of Alaska Fairbanks | Fine Arts Complex (Concert Hall & Music Rooms) | HANDRAIL EXTENSION | 185000 | 280815691 | 185000 | 280815691 | Fairbanks | 5-C
| University of Alaska Fairbanks | Fine Arts Complex (Concert Hall & Music Rooms) | INSTALL HEARING LOOP. | 10000 | 280825691 | 10000 | 280825691 | Fairbanks | 5-C
| University of Alaska Fairbanks | Fine Arts Complex (Concert Hall & Music Rooms) | REPLACE HANDRAILS BETWEEN FA/MUSIC AND SALISBURY | 185000 | 281010691 | 185000 | 281010691 | Fairbanks | 5-C
| University of Alaska Fairbanks | Fine Arts Complex (Concert Hall & Music Rooms) | SEAT COVER REFURBISHMENT | 427500 | 281438191 | 427500 | 281438191 | Fairbanks | 5-C
| University of Alaska Fairbanks | Fine Arts Complex (Great Hall, Theatre, & KUAC) | Asbestos Abatement | 1000000 | 282438191 | 1000000 | 282438191 | Fairbanks | 5-C
| University of Alaska Fairbanks | Fine Arts Complex (Great Hall, Theatre, & KUAC) | BASEMENT, SHOP & MEZZANINE ADA ACCESS IMPROVEMENT | 600000 | 283038191 | 600000 | 283038191 | Fairbanks | 5-C
| University of Alaska Fairbanks | Fine Arts Complex (Great Hall, Theatre, & KUAC) | COMMUNICATIONS SYSTEMS UPGRADE | 173000 | 283211191 | 173000 | 283211191 | Fairbanks | 5-C
| University of Alaska Fairbanks | Fine Arts Complex (Great Hall, Theatre, & KUAC) | CONTROL BOOTH ADA ACCESS IMPROVEMENT | 260000 | 283471191 | 260000 | 283471191 | Fairbanks | 5-C
| University of Alaska Fairbanks | Fine Arts Complex (Great Hall, Theatre, & KUAC) | ELECTRICAL DISTRIBUTION, THEATER LIGHTING CONTROLS, AND AUDIENCE LIGHTING UPGRADE | 3000000 | 286471191 | 3000000 | 286471191 | Fairbanks | 5-C
| University of Alaska Fairbanks | Fine Arts Complex (Great Hall, Theatre, & KUAC) | EMERGENCY LIGHTING SYSTEM REPLACEMENT | 161000 | 286632191 | 161000 | 286632191 | Fairbanks | 5-C
| University of Alaska Fairbanks | Fine Arts Complex (Great Hall, Theatre, & KUAC) | EMERGENCY LIGHTING UPGRADE | 22456 | 286654647 | 22456 | 286654647 | Fairbanks | 5-C
| University of Alaska Fairbanks | Fine Arts Complex (Great Hall, Theatre, & KUAC) | FIRE ALARM SYSTEM REPLACEMENT | 300000 | 286954647 | 300000 | 286954647 | Fairbanks | 5-C
| University of Alaska Fairbanks | Fine Arts Complex (Great Hall, Theatre, & KUAC) | GRID ACCESS IMPROVEMENT | 2539 | 286957186 | 2539 | 286957186 | Fairbanks | 5-C
| University of Alaska Fairbanks | Fine Arts Complex (Great Hall, Theatre, & KUAC) | HVAC UPGRADE | 3403000 | 290360186 | 3403000 | 290360186 | Fairbanks | 5-C
| University of Alaska Fairbanks | Fine Arts Complex (Great Hall, Theatre, & KUAC) | INTERIOR FINISHES REFURBISHMENT | 1605000 | 291965186 | 1605000 | 291965186 | Fairbanks | 5-C
| University of Alaska Fairbanks | Fine Arts Complex (Great Hall, Theatre, & KUAC) | MECHANICAL SYSTEM REPLACEMENT AND UPGRADE | 3704247 | 295669433 | 3704247 | 295669433 | Fairbanks | 5-C
| University of Alaska Fairbanks | Fine Arts Complex (Great Hall, Theatre, & KUAC) | ORCHESTRA PIT LIFT REPLACEMENT | 335597 | 296005030 | 335597 | 296005030 | Fairbanks | 5-C
| University of Alaska Fairbanks | Fine Arts Complex (Great Hall, Theatre, & KUAC) | PROVIDE AN ACCESSIBLE PATH THAT MEETS THE BUILDING CODE. FURTHER INVESTIGATION IS REQUIRED. | 200000 | 296205030 | 200000 | 296205030 | Fairbanks | 5-C
| University of Alaska Fairbanks | Fine Arts Complex (Great Hall, Theatre, & KUAC) | PROVIDE AN ELEVATOR (OR LIFT) AT STAIR 100S2. | 250000 | 296455030 | 250000 | 296455030 | Fairbanks | 5-C
| University of Alaska Fairbanks | Fine Arts Complex (Great Hall, Theatre, & KUAC) | RENOVATE 100M1 & 100W1 TO BE ACCESSIBLE. | 250000 | 296705030 | 250000 | 296705030 | Fairbanks | 5-C
| University of Alaska Fairbanks | Fine Arts Complex (Great Hall, Theatre, & KUAC) | RIGGING REPLACEMENT | 850000 | 297555030 | 850000 | 297555030 | Fairbanks | 5-C
| University of Alaska Fairbanks | Fine Arts Complex (Great Hall, Theatre, & KUAC) | SALISBURY SPACE RENOVATION | 15000000 | 312555030 | 15000000 | 312555030 | Fairbanks | 5-C
| University of Alaska Fairbanks | Fine Arts Complex (Great Hall, Theatre, & KUAC) | SEATING REPLACEMENT | 119768 | 312674798 | 119768 | 312674798 | Fairbanks | 5-C
| University of Alaska Fairbanks | Fine Arts Complex (Great Hall, Theatre, & KUAC) | SEISMIC BRACING | 67539 | 312742337 | 67539 | 312742337 | Fairbanks | 5-C
| University of Alaska Fairbanks | Fine Arts Complex (Great Hall, Theatre, & KUAC) | SNOW MELT STUDY | 10000 | 312752337 | 10000 | 312752337 | Fairbanks | 5-C
| University of Alaska Fairbanks | Fine Arts Complex (Great Hall, Theatre, & KUAC) | STAGE SMOKE VENTILATION INSTALLATION | 275000 | 313027337 | 275000 | 313027337 | Fairbanks | 5-C
| University of Alaska Fairbanks | Fine Arts Complex (Great Hall, Theatre, & KUAC) | STORAGE INSTALLATION | 456000 | 313483337 | 456000 | 313483337 | Fairbanks | 5-C
| University of Alaska Fairbanks | Fine Arts Complex (Great Hall, Theatre, & KUAC) | STOREFRONT REPLACEMENT | 300000 | 313783337 | 300000 | 313783337 | Fairbanks | 5-C
| University of Alaska Fairbanks | Fine Arts Complex (Great Hall, Theatre, & KUAC) | THEATER FINISHES REFURBISHMENT | 1496860 | 315280197 | 1496860 | 315280197 | Fairbanks | 5-C
| University of Alaska Fairbanks | Fine Arts Complex (Great Hall, Theatre, & KUAC) | THERMAL ENVELOPE UPGRADE | 927333 | 316207530 | 927333 | 316207530 | Fairbanks | 5-C
| University of Alaska Fairbanks | Forestry Research Building | ADA ELEVATOR INSTALLATION | 482000 | 316689530 | 482000 | 316689530 | Fairbanks | 5-C
| University of Alaska Fairbanks | Forestry Research Building | EXTERIOR BUILDING FINISHES REPLACEMENT | 485000 | 317174530 | 485000 | 317174530 | Fairbanks | 5-C
| University of Alaska Fairbanks | Forestry Research Building | FRONT SIDEWALK BUILDING UPGRADE | 122000 | 317296530 | 122000 | 317296530 | Fairbanks | 5-C
| University of Alaska Fairbanks | Forestry Research Building | HVAC SYSTEM REPLACEMENT | 1273000 | 318569530 | 1273000 | 318569530 | Fairbanks | 5-C
| University of Alaska Fairbanks | Forestry Research Building | INTERIOR BUILDING FINISHES REPLACEMENT | 345000 | 318914530 | 345000 | 318914530 | Fairbanks | 5-C
| University of Alaska Fairbanks | Forestry Research Building | KITCHEN REMODEL | 161000 | 319075530 | 161000 | 319075530 | Fairbanks | 5-C
| University of Alaska Fairbanks | Forestry Research Building | PIPE INSULATION ACM ABATEMENT | 225000 | 319300530 | 225000 | 319300530 | Fairbanks | 5-C
| University of Alaska Fairbanks | Forestry Research Building | SWITCHGEAR REPLACEMENT AND ELECTRICAL DISTRIBUTION UPDATE | 256000 | 319556530 | 256000 | 319556530 | Fairbanks | 5-C
| University of Alaska Fairbanks | Forestry Research Building | WINDOW REPLACEMENT | 250000 | 319806530 | 250000 | 319806530 | Fairbanks | 5-C
| University of Alaska Fairbanks | Garage/Warehouse | MISC DMR NEEDS | 5000 | 319811530 | 5000 | 319811530 | Homer | 31-P
| University of Alaska Fairbanks | Garden Apartments I | REPAIR SIDEWALKS | 8000 | 319819530 | 8000 | 319819530 | Fairbanks | 5-C
| University of Alaska Fairbanks | Garden Apartments I | REPLACE 3' X 6'-8" EXTERIOR DOOR | 10000 | 319829530 | 10000 | 319829530 | Fairbanks | 5-C
| University of Alaska Fairbanks | Garden Apartments I | REPLACE CERAMIC FLOOR TILE | 9000 | 319838530 | 9000 | 319838530 | Fairbanks | 5-C
| University of Alaska Fairbanks | Garden Apartments I | REPLACE FIXTURES, BATHROOMS | 15000 | 319853530 | 15000 | 319853530 | Fairbanks | 5-C
| University of Alaska Fairbanks | Garden Apartments I | REPLACE INTERIOR DOORS | 37000 | 319890530 | 37000 | 319890530 | Fairbanks | 5-C
| University of Alaska Fairbanks | Garden Apartments I | REROOF | 50000 | 319940530 | 50000 | 319940530 | Fairbanks | 5-C
| University of Alaska Fairbanks | Garden Apartments II | ELECTRICAL DISTRIBUTION CODE CORRECTIONS/GROUNDING | 55000 | 319995530 | 55000 | 319995530 | Fairbanks | 5-C
| University of Alaska Fairbanks | Garden Apartments II | REPAIR SIDEWALKS | 15000 | 320010530 | 15000 | 320010530 | Fairbanks | 5-C
| University of Alaska Fairbanks | Garden Apartments II | REPLACE 3' X 6'-8" EXTERIOR DOOR | 24000 | 320034530 | 24000 | 320034530 | Fairbanks | 5-C
| University of Alaska Fairbanks | Garden Apartments II | REPLACE ALL OTHER FLOORING | 43000 | 320077530 | 43000 | 320077530 | Fairbanks | 5-C
| University of Alaska Fairbanks | Garden Apartments II | REPLACE CERAMIC FLOOR TILE | 12000 | 320089530 | 12000 | 320089530 | Fairbanks | 5-C
| University of Alaska Fairbanks | Garden Apartments II | REPLACE FIXTURES, BATHROOMS | 116000 | 320205530 | 116000 | 320205530 | Fairbanks | 5-C
| University of Alaska Fairbanks | Garden Apartments II | REPLACE INTERIOR DOORS | 86000 | 320291530 | 86000 | 320291530 | Fairbanks | 5-C
| University of Alaska Fairbanks | Garden Apartments II | REROOF 1,750SF @$60 | 105000 | 320396530 | 105000 | 320396530 | Fairbanks | 5-C
| University of Alaska Fairbanks | Geophysical Institute Storage | INSTALL BUILDING IDENTIFICATION AND NAME | 500 | 320397030 | 500 | 320397030 | Fairbanks | 5-C
| University of Alaska Fairbanks | Geophysical Institute Storage | INSTALL EXIT SIGNS | 2000 | 320399030 | 2000 | 320399030 | Fairbanks | 5-C
| University of Alaska Fairbanks | Geophysical Institute Storage | INSTALL HANDRAILS. | 5000 | 320404030 | 5000 | 320404030 | Fairbanks | 5-C
| University of Alaska Fairbanks | Geophysical Institute Storage | UPGRADE LIGHTING SYSTEMS | 20000 | 320424030 | 20000 | 320424030 | Fairbanks | 5-C
| University of Alaska Fairbanks | Gruening, Ernest Building | 1-HR FIRE WALL UPGRADE | 3411000 | 323835030 | 3411000 | 323835030 | Fairbanks | 5-C
| University of Alaska Fairbanks | Gruening, Ernest Building | 2-HR RATED SEAL RATED SHAFT WALL INSTALLATION | 1000000 | 324835030 | 1000000 | 324835030 | Fairbanks | 5-C
| University of Alaska Fairbanks | Gruening, Ernest Building | ADA CODE CORRECTIONS | 2697000 | 327532030 | 2697000 | 327532030 | Fairbanks | 5-C
| University of Alaska Fairbanks | Gruening, Ernest Building | ADD WATER FOUNTAIN SKIRTS TO WATER FOUNTAINS AND REPLACE NON-COMPLIANT WATER FOUNTAINS. | 35000 | 327567030 | 35000 | 327567030 | Fairbanks | 5-C
| University of Alaska Fairbanks | Gruening, Ernest Building | BUILDING EGRESS SYSTEM CORRECTION | 2588000 | 330155030 | 2588000 | 330155030 | Fairbanks | 5-C
| University of Alaska Fairbanks | Gruening, Ernest Building | DATA/COMM SYSTEM UPGRADE | 752000 | 330907030 | 752000 | 330907030 | Fairbanks | 5-C
| University of Alaska Fairbanks | Gruening, Ernest Building | ELECTRIC ROOM RENOVATION | 1100000 | 332007030 | 1100000 | 332007030 | Fairbanks | 5-C
| University of Alaska Fairbanks | Gruening, Ernest Building | ELECTRICAL SYSTEMS UPGRADES AND RECEPTACLE INSTALLATION | 3730000 | 335737030 | 3730000 | 335737030 | Fairbanks | 5-C
| University of Alaska Fairbanks | Gruening, Ernest Building | EMERGENCY SYSTEM CABINET REMOVAL AND EPS INVERTER INSTALLMENT | 350000 | 336087030 | 350000 | 336087030 | Fairbanks | 5-C
| University of Alaska Fairbanks | Gruening, Ernest Building | ENCLOSED DISPLAY BOARDS INSTALLATION | 33000 | 336120030 | 33000 | 336120030 | Fairbanks | 5-C
| University of Alaska Fairbanks | Gruening, Ernest Building | FIRE ALARM REPLACEMENT | 200000 | 336320030 | 200000 | 336320030 | Fairbanks | 5-C
| University of Alaska Fairbanks | Gruening, Ernest Building | FIRE SPRINKLER SYSTEM UPGRADE | 251000 | 336571030 | 251000 | 336571030 | Fairbanks | 5-C
| University of Alaska Fairbanks | Gruening, Ernest Building | FLOOR/WALLS/CEILINGS FINISH RENEWAL AND MODERNIZATION FOR FUNCTIONAL OBSOLESENCE | 10000000 | 346571030 | 10000000 | 346571030 | Fairbanks | 5-C
| University of Alaska Fairbanks | Gruening, Ernest Building | GENERAL CLASSROOM CARPET REPLACEMENT | 2000000 | 348571030 | 2000000 | 348571030 | Fairbanks | 5-C
| University of Alaska Fairbanks | Gruening, Ernest Building | HYDRONIC HEATING SYSTEM INSTALLATION | 3327000 | 351898030 | 3327000 | 351898030 | Fairbanks | 5-C
| University of Alaska Fairbanks | Gruening, Ernest Building | INSTALL HEARING LOOP. | 100000 | 351998030 | 100000 | 351998030 | Fairbanks | 5-C
| University of Alaska Fairbanks | Gruening, Ernest Building | INTRUSION DETECTION | 33000 | 352031030 | 33000 | 352031030 | Fairbanks | 5-C
| University of Alaska Fairbanks | Gruening, Ernest Building | PANEL RELOCATION FOR WORKING CLEARANCE | 2000000 | 354031030 | 2000000 | 354031030 | Fairbanks | 5-C
| University of Alaska Fairbanks | Gruening, Ernest Building | RELAY LIGHT CONTROL REPLACEMENT | 1000000 | 355031030 | 1000000 | 355031030 | Fairbanks | 5-C
| University of Alaska Fairbanks | Gruening, Ernest Building | RENOVATE THE RESTROOMS TO MODERNIZE AND IMPROVE ADA ACCESS | 1500000 | 356531030 | 1500000 | 356531030 | Fairbanks | 5-C
| University of Alaska Fairbanks | Gruening, Ernest Building | RENOVATE STAIRWAYS- STAIR WIDTH, HANDRAILS, AND GUARDRAILS ARE NOT CODE COMPLIANT. | 1200000 | 357731030 | 1200000 | 357731030 | Fairbanks | 5-C
| University of Alaska Fairbanks | Gruening, Ernest Building | RESTROOM UPGRADE | 1000000 | 358731030 | 1000000 | 358731030 | Fairbanks | 5-C
| University of Alaska Fairbanks | Gruening, Ernest Building | STAIR TOWER ADDITION | 6500000 | 365231030 | 6500000 | 365231030 | Fairbanks | 5-C
| University of Alaska Fairbanks | Gruening, Ernest Building | VAPOR BARRIER CORRECTION | 5000000 | 370231030 | 5000000 | 370231030 | Fairbanks | 5-C
| University of Alaska Fairbanks | Gruening, Ernest Building | VENDING MACHINE ALCOVE MODIFICATION | 161000 | 370392030 | 161000 | 370392030 | Fairbanks | 5-C
| University of Alaska Fairbanks | Gruening, Ernest Building | VENTILATION SYSTEM UPGRADE | 7000000 | 377392030 | 7000000 | 377392030 | Fairbanks | 5-C
| University of Alaska Fairbanks | Gruening, Ernest Building | WALL SYSTEM RENOVATIONS | 8543000 | 385935030 | 8543000 | 385935030 | Fairbanks | 5-C
| University of Alaska Fairbanks | Gruening, Ernest Building | WATER COOLERS REPLACMENT | 84000 | 386019030 | 84000 | 386019030 | Fairbanks | 5-C
| University of Alaska Fairbanks | Gruening, Ernest Building | WEST EXTERIOR STAIR UPGRADE | 400000 | 386419030 | 400000 | 386419030 | Fairbanks | 5-C
| University of Alaska Fairbanks | Gruening, Ernest Building | WINDOW REPLACEMENT | 2510000 | 388929030 | 2510000 | 388929030 | Fairbanks | 5-C
| University of Alaska Fairbanks | Halibut Cove Cabin | MISC. | 9121.56 | 388938151.56 | 9121.56 | 388938151.56 | Homer | 32-P
| University of Alaska Fairbanks | Harwood Hall | INSTALL CODE COMPLIANT HANDRAIL IN THE STAIRWAYS | 100000 | 389038151.56 | 100000 | 389038151.56 | Fairbanks | 5-C
| University of Alaska Fairbanks | Harwood Hall | PROVIDE ADA RAMP ON THE EAST AND ENTRANCE | 50000 | 389088151.56 | 50000 | 389088151.56 | Fairbanks | 5-C
| University of Alaska Fairbanks | Harwood Hall | PROVIDE AN ELEVATOR OR CHAIR LIFT | 350000 | 389438151.56 | 350000 | 389438151.56 | Fairbanks | 5-C
| University of Alaska Fairbanks | Harwood Hall | RENOVATE ELECTRICAL SYSTEM | 720500 | 390158651.56 | 720500 | 390158651.56 | Fairbanks | 5-C
| University of Alaska Fairbanks | Harwood Hall | REPLACE VINYL FLOOR COVERING/UNIT | 204000 | 390362651.56 | 204000 | 390362651.56 | Fairbanks | 5-C
| University of Alaska Fairbanks | Harwood Hall | Replace Windows | 386000 | 390748651.56 | 386000 | 390748651.56 | Fairbanks | 5-C
| University of Alaska Fairbanks | Harwood Hall | SITE DRAINAGE REPAIRS | 90000 | 390838651.56 | 90000 | 390838651.56 | Fairbanks | 5-C
| University of Alaska Fairbanks | Harwood Hall | UPGRADE BASEBOARD HEATER SYSTEM | 325000 | 391163651.56 | 325000 | 391163651.56 | Fairbanks | 5-C
| University of Alaska Fairbanks | Harwood Hall | UPGRADE THE BUILDING PLUMBING SYSTEM AND BATHROOMS | 700000 | 391863651.56 | 700000 | 391863651.56 | Fairbanks | 5-C
| University of Alaska Fairbanks | Health, Safety & Security | ELECTRICAL SYSTEM CODE CORRECTIONS HSS | 1150000 | 393013651.56 | 1150000 | 393013651.56 | Fairbanks | 5-C
| University of Alaska Fairbanks | Health, Safety & Security | INSTALL GARAGE OIL WATER SEPARATER HSS | 20000 | 393033651.56 | 20000 | 393033651.56 | Fairbanks | 5-C
| University of Alaska Fairbanks | Health, Safety & Security | INSTALL VEHICLE GARAGE VENTILATION HSS | 125000 | 393158651.56 | 125000 | 393158651.56 | Fairbanks | 5-C
| University of Alaska Fairbanks | Health, Safety & Security | RELOCATE DISPATCH CENTER | 1100000 | 394258651.56 | 1100000 | 394258651.56 | Fairbanks | 5-C
| University of Alaska Fairbanks | Health, Safety & Security | REPAIR HVAC & HEATING SYSTEMS HSS | 1392000 | 395650651.56 | 1392000 | 395650651.56 | Fairbanks | 5-C
| University of Alaska Fairbanks | Health, Safety & Security | REPLACE ACM COUNTER TOP HSS | 35000 | 395685651.56 | 35000 | 395685651.56 | Fairbanks | 5-C
| University of Alaska Fairbanks | Health, Safety & Security | RESTROOM UPDGRADE | 257000 | 395942651.56 | 257000 | 395942651.56 | Fairbanks | 5-C
| University of Alaska Fairbanks | Health, Safety & Security | REVITALIZE AND SOUND PROOF PATIENT AND COUNSELING ROOMS FOR PRIVAVY - HSS | 925000 | 396867651.56 | 925000 | 396867651.56 | Fairbanks | 5-C
| University of Alaska Fairbanks | Health, Safety & Security | SOUND PROOFING INTERIROR WALLS FOR PRIVACY - POLICE | 450000 | 397317651.56 | 450000 | 397317651.56 | Fairbanks | 5-C
| University of Alaska Fairbanks | Health, Safety & Security | UPDATE PATIENT ASSESSMENT/TRIAGE/ISOLATION | 450000 | 397767651.56 | 450000 | 397767651.56 | Fairbanks | 5-C
| University of Alaska Fairbanks | Health, Safety & Security | UPGRADE BUIDLING ENVELOPE | 1000000 | 398767651.56 | 1000000 | 398767651.56 | Fairbanks | 5-C
| University of Alaska Fairbanks | Health, Safety & Security | UPGRADE FA SYSTEM HSS | 113000 | 398880651.56 | 113000 | 398880651.56 | Fairbanks | 5-C
| University of Alaska Fairbanks | Health, Safety & Security | UPGRADE PLUMBING HSS AND POLICE | 538000 | 399418651.56 | 538000 | 399418651.56 | Fairbanks | 5-C
| University of Alaska Fairbanks | Health, Safety & Security | UPGRADE THE MECHANICAL ROOM | 33000 | 399451651.56 | 33000 | 399451651.56 | Fairbanks | 5-C
| University of Alaska Fairbanks | Hess Village 751 | ACM ABATEMENT IN DRYWALL | 300000 | 399751651.56 | 300000 | 399751651.56 | Fairbanks | 5-C
| University of Alaska Fairbanks | Hess Village 751 | BACK GRADED SEWER LINE | 100000 | 399851651.56 | 100000 | 399851651.56 | Fairbanks | 5-C
| University of Alaska Fairbanks | Hess Village 751 | REPLACE HIGH PRESSURE SODIUM LIGHTS WITH LED'S | 8500 | 399860151.56 | 8500 | 399860151.56 | Fairbanks | 5-C
| University of Alaska Fairbanks | Hess Village 752 | ACM ABATEMENT IN DRYWALL | 300000 | 400160151.56 | 300000 | 400160151.56 | Fairbanks | 5-C
| University of Alaska Fairbanks | Hess Village 752 | BACK GRADED SEWER LINE | 100000 | 400260151.56 | 100000 | 400260151.56 | Fairbanks | 5-C
| University of Alaska Fairbanks | Hess Village 752 | REPLACE HIGH PRESSURE SODIUM LIGHTS WITH LED'S | 8500 | 400268651.56 | 8500 | 400268651.56 | Fairbanks | 5-C
| University of Alaska Fairbanks | Hess Village 753 | ACM ABATEMENT IN DRYWALL | 1000000 | 401268651.56 | 1000000 | 401268651.56 | Fairbanks | 5-C
| University of Alaska Fairbanks | Hess Village 753 | BACK GRADED SEWER LINE | 100000 | 401368651.56 | 100000 | 401368651.56 | Fairbanks | 5-C
| University of Alaska Fairbanks | Hess Village 753 | REPLACE HIGH PRESSURE SODIUM LIGHTS WITH LED'S | 8500 | 401377151.56 | 8500 | 401377151.56 | Fairbanks | 5-C
| University of Alaska Fairbanks | Hess Village 754 | ACM ABATEMENT IN DRYWALL | 1200000 | 402577151.56 | 1200000 | 402577151.56 | Fairbanks | 5-C
| University of Alaska Fairbanks | Hess Village 754 | BACK GRADED SEWER LINE | 100000 | 402677151.56 | 100000 | 402677151.56 | Fairbanks | 5-C
| University of Alaska Fairbanks | Hess Village 754 | REPLACE HIGH PRESSURE SODIUM LIGHTS WITH LED'S | 8500 | 402685651.56 | 8500 | 402685651.56 | Fairbanks | 5-C
| University of Alaska Fairbanks | Hess Village 755 | ACM ABATEMENT IN DRYWALL | 700000 | 403385651.56 | 700000 | 403385651.56 | Fairbanks | 5-C
| University of Alaska Fairbanks | Hess Village 755 | REPLACE HIGH PRESSURE SODIUM LIGHTS WITH LED'S | 8500 | 403394151.56 | 8500 | 403394151.56 | Fairbanks | 5-C
| University of Alaska Fairbanks | Hess Village 756 | ACM ABATEMENT IN DRYWALL | 300000 | 403694151.56 | 300000 | 403694151.56 | Fairbanks | 5-C
| University of Alaska Fairbanks | Hess Village 756 | REPAIR BACK GRADED SEWER LINE | 100000 | 403794151.56 | 100000 | 403794151.56 | Fairbanks | 5-C
| University of Alaska Fairbanks | Hess Village 756 | REPLACE HIGH PRESSURE SODIUM LIGHTS WITH LED'S | 8500 | 403802651.56 | 8500 | 403802651.56 | Fairbanks | 5-C
| University of Alaska Fairbanks | Hess Village 757 | ACM ABATEMENT IN DRYWALL | 500000 | 404302651.56 | 500000 | 404302651.56 | Fairbanks | 5-C
| University of Alaska Fairbanks | Hess Village 757 | REPLACE HIGH PRESSURE SODIUM LIGHTS WITH LED'S | 8500 | 404311151.56 | 8500 | 404311151.56 | Fairbanks | 5-C
| University of Alaska Fairbanks | Hess Village 758 | ACM ABATEMENT IN DRYWALL | 900000 | 405211151.56 | 900000 | 405211151.56 | Fairbanks | 5-C
| University of Alaska Fairbanks | Hess Village 758 | REPLACE BACK GRADED SEWER LINE | 100000 | 405311151.56 | 100000 | 405311151.56 | Fairbanks | 5-C
| University of Alaska Fairbanks | Hess Village 758 | REPLACE HIGH PRESSURE SODIUM LIGHTS WITH LED'S | 8500 | 405319651.56 | 8500 | 405319651.56 | Fairbanks | 5-C
| University of Alaska Fairbanks | Hess Village 759 | ACM ABATEMENT IN DRYWALL | 400000 | 405719651.56 | 400000 | 405719651.56 | Fairbanks | 5-C
| University of Alaska Fairbanks | Hess Village 759 | REPAIR BACK GRADED SEWER LINE | 100000 | 405819651.56 | 100000 | 405819651.56 | Fairbanks | 5-C
| University of Alaska Fairbanks | Hess Village 759 | REPLACE HIGH PRESSURE SODIUM LIGHTS WITH LED'S | 8500 | 405828151.56 | 8500 | 405828151.56 | Fairbanks | 5-C
| University of Alaska Fairbanks | Hess Village 760 | ACM ABATEMENT IN DRYWALL | 700000 | 406528151.56 | 700000 | 406528151.56 | Fairbanks | 5-C
| University of Alaska Fairbanks | Hess Village 760 | REPLACE HIGH PRESSURE SODIUM LIGHTS WITH LED'S | 8500 | 406536651.56 | 8500 | 406536651.56 | Fairbanks | 5-C
| University of Alaska Fairbanks | Hess Village 761 | ACM ABATEMENT IN DRYWALL | 400000 | 406936651.56 | 400000 | 406936651.56 | Fairbanks | 5-C
| University of Alaska Fairbanks | Hess Village 761 | REPAIR BACK GRADED SEWER LINE | 100000 | 407036651.56 | 100000 | 407036651.56 | Fairbanks | 5-C
| University of Alaska Fairbanks | Hess Village 761 | REPLACE HIGH PRESSURE SODIUM LIGHTS WITH LED'S | 8500 | 407045151.56 | 8500 | 407045151.56 | Fairbanks | 5-C
| University of Alaska Fairbanks | Hess Village 762 | ACM ABATEMENT IN DRYWALL | 500000 | 407545151.56 | 500000 | 407545151.56 | Fairbanks | 5-C
| University of Alaska Fairbanks | Hess Village 762 | REPAIR BACK GRADED SEWER LINE | 100000 | 407645151.56 | 100000 | 407645151.56 | Fairbanks | 5-C
| University of Alaska Fairbanks | Hess Village 762 | REPLACE HIGH PRESSURE SODIUM LIGHTS WITH LED'S | 8500 | 407653651.56 | 8500 | 407653651.56 | Fairbanks | 5-C
| University of Alaska Fairbanks | Hess Village Community Center | ACM ABATEMENT IN DRYWALL | 100000 | 407753651.56 | 100000 | 407753651.56 | Fairbanks | 5-C
| University of Alaska Fairbanks | Hess Village Community Center | REPLACE DOOR KNOB WITH LEVER LOCKSET. | 5000 | 407758651.56 | 5000 | 407758651.56 | Fairbanks | 5-C
| University of Alaska Fairbanks | Hess Village Community Center | REPLACE HIGH PRESSURE SODIUM LIGHTS WITH LED'S | 8500 | 407767151.56 | 8500 | 407767151.56 | Fairbanks | 5-C
| University of Alaska Fairbanks | Hess Village Community Center | REPLACE THE LARGE 3 WINDOWS | 65000 | 407832151.56 | 65000 | 407832151.56 | Fairbanks | 5-C
| University of Alaska Fairbanks | Hess, Harriet & Luther Commons | ABATE ACM CEILING ABOVE THE CEILING AND REPLACE THE CEILING. | 604000 | 408436151.56 | 604000 | 408436151.56 | Fairbanks | 5-C
| University of Alaska Fairbanks | Hess, Harriet & Luther Commons | ACM ABATEMENT IN FLOOR | 125000 | 408561151.56 | 125000 | 408561151.56 | Fairbanks | 5-C
| University of Alaska Fairbanks | Hess, Harriet & Luther Commons | HVAC REPAIRS | 900000 | 409461151.56 | 900000 | 409461151.56 | Fairbanks | 5-C
| University of Alaska Fairbanks | Hess, Harriet & Luther Commons | INSTALL A/C SYSTEM | 1500000 | 410961151.56 | 1500000 | 410961151.56 | Fairbanks | 5-C
| University of Alaska Fairbanks | Hess, Harriet & Luther Commons | MOLD ABATEMENT IN BASEMENT MECHANICAL ROOM | 25000 | 410986151.56 | 25000 | 410986151.56 | Fairbanks | 5-C
| University of Alaska Fairbanks | Hess, Harriet & Luther Commons | RECAULK EXTERIOR | 31000 | 411017151.56 | 31000 | 411017151.56 | Fairbanks | 5-C
| University of Alaska Fairbanks | Hess, Harriet & Luther Commons | REFINISH INTERIOR WALLS, FLOORS | 354000 | 411371151.56 | 354000 | 411371151.56 | Fairbanks | 5-C
| University of Alaska Fairbanks | Hess, Harriet & Luther Commons | RELOCATE RESTROOMS TO GROUND FLOOR | 950000 | 412321151.56 | 950000 | 412321151.56 | Fairbanks | 5-C
| University of Alaska Fairbanks | Hess, Harriet & Luther Commons | REPAIR ENTRY ROOF OVERHANG | 43000 | 412364151.56 | 43000 | 412364151.56 | Fairbanks | 5-C
| University of Alaska Fairbanks | Hess, Harriet & Luther Commons | REPAIR ROCK FACADE | 116000 | 412480151.56 | 116000 | 412480151.56 | Fairbanks | 5-C
| University of Alaska Fairbanks | Hess, Harriet & Luther Commons | REPAIR ROOF DRAINAGE | 172000 | 412652151.56 | 172000 | 412652151.56 | Fairbanks | 5-C
| University of Alaska Fairbanks | Hess, Harriet & Luther Commons | REPAIR ROOF SOFFIT | 31000 | 412683151.56 | 31000 | 412683151.56 | Fairbanks | 5-C
| University of Alaska Fairbanks | Hess, Harriet & Luther Commons | REPAIR WATER DISTRIBUTION SYSTEM | 202000 | 412885151.56 | 202000 | 412885151.56 | Fairbanks | 5-C
| University of Alaska Fairbanks | Hess, Harriet & Luther Commons | REPLACE ANTIQUE ELECTRICAL PANELS, SERVICE, DISTRIBUTION (ALL MBS) | 2718000 | 415603151.56 | 2718000 | 415603151.56 | Fairbanks | 5-C
| University of Alaska Fairbanks | Hess, Harriet & Luther Commons | REPLACE EMERGENCY LIGHTING | 177000 | 415780151.56 | 177000 | 415780151.56 | Fairbanks | 5-C
| University of Alaska Fairbanks | Hess, Harriet & Luther Commons | Replace exterior doors | 85000 | 415865151.56 | 85000 | 415865151.56 | Fairbanks | 5-C
| University of Alaska Fairbanks | Hess, Harriet & Luther Commons | REPLACE LIGHTING FIXTURES | 153000 | 416018151.56 | 153000 | 416018151.56 | Fairbanks | 5-C
| University of Alaska Fairbanks | Hess, Harriet & Luther Commons | REPLACE PUMP DISCONNECT/STARTERS | 31000 | 416049151.56 | 31000 | 416049151.56 | Fairbanks | 5-C
| University of Alaska Fairbanks | Hess, Harriet & Luther Commons | REPLACE REFRIGERATION UNIT | 190000 | 416239151.56 | 190000 | 416239151.56 | Fairbanks | 5-C
| University of Alaska Fairbanks | Hess, Harriet & Luther Commons | REPLACE RESTROOM FIXTURES | 80000 | 416319151.56 | 80000 | 416319151.56 | Fairbanks | 5-C
| University of Alaska Fairbanks | Hess, Harriet & Luther Commons | Replace Windows | 170000 | 416489151.56 | 170000 | 416489151.56 | Fairbanks | 5-C
| University of Alaska Fairbanks | Hess, Harriet & Luther Commons | REROOF | 300000 | 416789151.56 | 300000 | 416789151.56 | Fairbanks | 5-C
| University of Alaska Fairbanks | Infrastructure | LIGHTING REPAIR | 350000 | 417139151.56 | 350000 | 417139151.56 | Fairbanks | 5-C
| University of Alaska Fairbanks | Infrastructure | ACM ABATEMENT | 2379000 | 419518151.56 | 2379000 | 419518151.56 | Fairbanks | 5-C
| University of Alaska Fairbanks | Infrastructure | ANNUAL PIPE FREEZING CORRECTION | 469000 | 419987151.56 | 469000 | 419987151.56 | Fairbanks | 5-C
| University of Alaska Fairbanks | Infrastructure | ASPHALT/RESURFACE REPLACEMENT | 100000 | 420087151.56 | 100000 | 420087151.56 | Fairbanks | 5-C
| University of Alaska Fairbanks | Infrastructure | CONNECTION REPLACEMENT | 3669000 | 423756151.56 | 3669000 | 423756151.56 | Fairbanks | 5-C
| University of Alaska Fairbanks | Infrastructure | CONVERT FEEDERS FROM 4KV TO 12KV | 615000 | 424371151.56 | 615000 | 424371151.56 | Fairbanks | 5-C
| University of Alaska Fairbanks | Infrastructure | CURB UPGRADE CAMPUSWIDE TO MITIGATE TRIPPING HAZARDS | 500000 | 424871151.56 | 500000 | 424871151.56 | Fairbanks | 5-C
| University of Alaska Fairbanks | Infrastructure | DECK REPLACEMENT | 35000 | 424906151.56 | 35000 | 424906151.56 | Fairbanks | 5-C
| University of Alaska Fairbanks | Infrastructure | DRAINAGE REPAIRS | 430000 | 425336151.56 | 430000 | 425336151.56 | Fairbanks | 5-C
| University of Alaska Fairbanks | Infrastructure | DRAINAGE UPGRADES | 521000 | 425857151.56 | 521000 | 425857151.56 | Fairbanks | 5-C
| University of Alaska Fairbanks | Infrastructure | DRAINAGE/SUB GRADE REPAIR | 250000 | 426107151.56 | 250000 | 426107151.56 | Fairbanks | 5-C
| University of Alaska Fairbanks | Infrastructure | ELECTRICAL DISTRIBUTION REPAIRS | 300000 | 426407151.56 | 300000 | 426407151.56 | Fairbanks | 5-C
| University of Alaska Fairbanks | Infrastructure | EXTERIOR LIGHTING REPLACEMENT | 80000 | 426487151.56 | 80000 | 426487151.56 | Fairbanks | 5-C
| University of Alaska Fairbanks | Infrastructure | EXTERIOR LIGHTING UPGRADE | 225000 | 426712151.56 | 225000 | 426712151.56 | Fairbanks | 5-C
| University of Alaska Fairbanks | Infrastructure | FENCING AND ENTRY GATE REPLACEMENT | 118000 | 426830151.56 | 118000 | 426830151.56 | Fairbanks | 5-C
| University of Alaska Fairbanks | Infrastructure | FIRE AND DOMESTIC WATER LINE STABILIZATION | 6000000 | 432830151.56 | 6000000 | 432830151.56 | Fairbanks | 5-C
| University of Alaska Fairbanks | Infrastructure | HEADBOLT REPAIR | 350000 | 433180151.56 | 350000 | 433180151.56 | Fairbanks | 5-C
| University of Alaska Fairbanks | Infrastructure | HEADBOLT REPAIR-KARST DAMAGE | 650000 | 433830151.56 | 650000 | 433830151.56 | Fairbanks | 5-C
| University of Alaska Fairbanks | Infrastructure | IN-FILL REPLACEMENT | 136000 | 433966151.56 | 136000 | 433966151.56 | Fairbanks | 5-C
| University of Alaska Fairbanks | Infrastructure | KOBUK AVE. WALKWAY CORRECT DEFICIENCIES/CONDITION/SUB GRADE/DRAINAGE | 225000 | 434191151.56 | 225000 | 434191151.56 | Fairbanks | 5-C
| University of Alaska Fairbanks | Infrastructure | KOBUK AVE. WALKWAY REPAIR SIDEWALK | 126000 | 434317151.56 | 126000 | 434317151.56 | Fairbanks | 5-C
| University of Alaska Fairbanks | Infrastructure | LIFT STATION REHABILITATE | 100000 | 434417151.56 | 100000 | 434417151.56 | Fairbanks | 5-C
| University of Alaska Fairbanks | Infrastructure | LIGHTING AND ELECTRICAL REPLACEMENT | 400000 | 434817151.56 | 400000 | 434817151.56 | Fairbanks | 5-C
| University of Alaska Fairbanks | Infrastructure | LIGHTING REPLACEMENT | 65000 | 434882151.56 | 65000 | 434882151.56 | Fairbanks | 5-C
| University of Alaska Fairbanks | Infrastructure | LOLA TRUNK LINE REPAIRS | 500000 | 435382151.56 | 500000 | 435382151.56 | Fairbanks | 5-C
| University of Alaska Fairbanks | Infrastructure | LOWER DORMS WALKWAY CORRECT DEFICIENCIES/CONDITION/ SUB GRADE/DRAINAGE | 800000 | 436182151.56 | 800000 | 436182151.56 | Fairbanks | 5-C
| University of Alaska Fairbanks | Infrastructure | PERMANENT HEADBOLTS INSTALLATION | 300000 | 436482151.56 | 300000 | 436482151.56 | Fairbanks | 5-C
| University of Alaska Fairbanks | Infrastructure | PERMIT | 50000 | 436532151.56 | 50000 | 436532151.56 | Fairbanks | 5-C
| University of Alaska Fairbanks | Infrastructure | REBUILD SIDEWALKS IN CORNERSTONE PLAZA | 650000 | 437182151.56 | 650000 | 437182151.56 | Fairbanks | 5-C
| University of Alaska Fairbanks | Infrastructure | REFRESH PARKING LOT, DM&R LIGHTS AND CODE DEFICIENCES | 1850000 | 439032151.56 | 1850000 | 439032151.56 | Fairbanks | 5-C
| University of Alaska Fairbanks | Infrastructure | REHAB LIFT STATION AT PHYSICAL PLANT | 350000 | 439382151.56 | 350000 | 439382151.56 | Fairbanks | 5-C
| University of Alaska Fairbanks | Infrastructure | REPAINT | 110000 | 439492151.56 | 110000 | 439492151.56 | Fairbanks | 5-C
| University of Alaska Fairbanks | Infrastructure | RESTORATION/DRAINAGE AND SURFACING/PARKING LOT REPLACEMENT | 500000 | 439992151.56 | 500000 | 439992151.56 | Fairbanks | 5-C
| University of Alaska Fairbanks | Infrastructure | RESURFACE / REPAIR DRAINAGE | 300000 | 440292151.56 | 300000 | 440292151.56 | Fairbanks | 5-C
| University of Alaska Fairbanks | Infrastructure | RESURFACE ROADWAY FROM THOMPSON TO SHEEP CREEK | 2000000 | 442292151.56 | 2000000 | 442292151.56 | Fairbanks | 5-C
| University of Alaska Fairbanks | Infrastructure | RESURFACE YUKON TO N. TANANA | 750000 | 443042151.56 | 750000 | 443042151.56 | Fairbanks | 5-C
| University of Alaska Fairbanks | Infrastructure | RESURFACE/ASPHALT REPLACEMENT | 1017000 | 444059151.56 | 1017000 | 444059151.56 | Fairbanks | 5-C
| University of Alaska Fairbanks | Infrastructure | ROADWAY DRAINAGE/SUB GRADE REPAIR | 726000 | 444785151.56 | 726000 | 444785151.56 | Fairbanks | 5-C
| University of Alaska Fairbanks | Infrastructure | ROADWAY RESURFACE | 125000 | 444910151.56 | 125000 | 444910151.56 | Fairbanks | 5-C
| University of Alaska Fairbanks | Infrastructure | ROADWAY RESURFACE AND REPLACEMENT KUSKOWKIM TO FARMERS LOOP | 1239000 | 446149151.56 | 1239000 | 446149151.56 | Fairbanks | 5-C
| University of Alaska Fairbanks | Infrastructure | SEWER SYSTEM REPLACEMENT | 400000 | 446549151.56 | 400000 | 446549151.56 | Fairbanks | 5-C
| University of Alaska Fairbanks | Infrastructure | SHOULDER IMPROVEMENT | 387000 | 446936151.56 | 387000 | 446936151.56 | Fairbanks | 5-C
| University of Alaska Fairbanks | Infrastructure | SIDEWALK IMPROVEMENT | 265000 | 447201151.56 | 265000 | 447201151.56 | Fairbanks | 5-C
| University of Alaska Fairbanks | Infrastructure | SIDEWALK INSTALLMENT | 515000 | 447716151.56 | 515000 | 447716151.56 | Fairbanks | 5-C
| University of Alaska Fairbanks | Infrastructure | SURFACE REPLACEMENT | 250000 | 447966151.56 | 250000 | 447966151.56 | Fairbanks | 5-C
| University of Alaska Fairbanks | Infrastructure | SURFACING REPAIR | 44000 | 448010151.56 | 44000 | 448010151.56 | Fairbanks | 5-C
| University of Alaska Fairbanks | Infrastructure | SWITCH INSTALLMENT | 125000 | 448135151.56 | 125000 | 448135151.56 | Fairbanks | 5-C
| University of Alaska Fairbanks | Infrastructure | TAKU STORM DRAIN REPAIRS | 418000 | 448553151.56 | 418000 | 448553151.56 | Fairbanks | 5-C
| University of Alaska Fairbanks | Infrastructure | TANANA DRIVE WALKWAY DEFICIENCIES/CONDITION/ SUB GRADE/DRAINAGE | 845000 | 449398151.56 | 845000 | 449398151.56 | Fairbanks | 5-C
| University of Alaska Fairbanks | Infrastructure | UPGRADE EXTERIOR LIGHTING | 175000 | 449573151.56 | 175000 | 449573151.56 | Fairbanks | 5-C
| University of Alaska Fairbanks | Infrastructure | UPGRADE EXTERIOR LIGHTING | 250000 | 449823151.56 | 250000 | 449823151.56 | Fairbanks | 5-C
| University of Alaska Fairbanks | Infrastructure | UPGRADE EXTERIOR LIGHTING AT MBS COMPLETX | 340000 | 450163151.56 | 340000 | 450163151.56 | Fairbanks | 5-C
| University of Alaska Fairbanks | Infrastructure | UPGRADE UTILITES SEWER YUKON TO PATTY CENTER | 2000000 | 452163151.56 | 2000000 | 452163151.56 | Fairbanks | 5-C
| University of Alaska Fairbanks | Infrastructure | UTILIDOR FIRE SEALS/BUILDING FIRE DOORS REPAIR | 578000 | 452741151.56 | 578000 | 452741151.56 | Fairbanks | 5-C
| University of Alaska Fairbanks | Infrastructure | UTILIDOR REFURBISHMENT | 15000000 | 467741151.56 | 15000000 | 467741151.56 | Fairbanks | 5-C
| University of Alaska Fairbanks | Infrastructure | UTILIDOR/SURFACE/GROUNDWATER LEAK WATERPROOFING | 215000 | 467956151.56 | 215000 | 467956151.56 | Fairbanks | 5-C
| University of Alaska Fairbanks | Infrastructure | UTILIDOR/SURFACE/GROUNDWATER LEAKS WATERPROOFING | 486000 | 468442151.56 | 486000 | 468442151.56 | Fairbanks | 5-C
| University of Alaska Fairbanks | Infrastructure | UTILITY EXTENSION INSTALLMENT | 148000 | 468590151.56 | 148000 | 468590151.56 | Fairbanks | 5-C
| University of Alaska Fairbanks | Infrastructure | VENTILATION INSTALLMENT | 341000 | 468931151.56 | 341000 | 468931151.56 | Fairbanks | 5-C
| University of Alaska Fairbanks | Infrastructure | WATER RESERVOIR REHAB | 150000 | 469081151.56 | 150000 | 469081151.56 | Fairbanks | 5-C
| University of Alaska Fairbanks | Infrastructure | WEST RIDGE DISTRICT CHILLED WATER | 4200000 | 473281151.56 | 4200000 | 473281151.56 | Fairbanks | 5-C
| University of Alaska Fairbanks | Infrastructure | YUKON RELINING: REICHARDT TO MBS | 750000 | 474031151.56 | 750000 | 474031151.56 | Fairbanks | 5-C
| University of Alaska Fairbanks | Irving, Laurence Building for Bioscience I | Asbestos Abatement | 1733500 | 475764651.56 | 1733500 | 475764651.56 | Fairbanks | 5-C
| University of Alaska Fairbanks | Irving, Laurence Building for Bioscience I | DATA/COMMUNICATIONS UPGRADES--HUB ROOMS AND DISTRIBUTION | 1432870 | 477197521.56 | 1432870 | 477197521.56 | Fairbanks | 5-C
| University of Alaska Fairbanks | Irving, Laurence Building for Bioscience I | ELEVATOR MODERNIZATION (#40) | 500000 | 477697521.56 | 500000 | 477697521.56 | Fairbanks | 5-C
| University of Alaska Fairbanks | Irving, Laurence Building for Bioscience I | EQUIPMENT AND STORAGE FACILITIES REVITALIZATION | 800000 | 478497521.56 | 800000 | 478497521.56 | Fairbanks | 5-C
| University of Alaska Fairbanks | Irving, Laurence Building for Bioscience I | EXTERIOR BUILDING RENOVATIONS | 2516980 | 481014501.56 | 2516980 | 481014501.56 | Fairbanks | 5-C
| University of Alaska Fairbanks | Irving, Laurence Building for Bioscience I | HVAC SYSTEM COMPLETE REFURBISHMENT | 6887830 | 487902331.56 | 6887830 | 487902331.56 | Fairbanks | 5-C
| University of Alaska Fairbanks | Irving, Laurence Building for Bioscience I | ISOLATE ELEVATOR E1 FROM CORRIDORS | 214000 | 488116331.56 | 214000 | 488116331.56 | Fairbanks | 5-C
| University of Alaska Fairbanks | Irving, Laurence Building for Bioscience I | ISOLATE/ ENCLOSE COOLERS AND FREEZERS FROM CORRIDORS | 746000 | 488862331.56 | 746000 | 488862331.56 | Fairbanks | 5-C
| University of Alaska Fairbanks | Irving, Laurence Building for Bioscience I | MECHANICAL CODE CORRECTIONS | 525092 | 489387423.56 | 525092 | 489387423.56 | Fairbanks | 5-C
| University of Alaska Fairbanks | Irving, Laurence Building for Bioscience I | REFURBISH LAB PLUMBING AND WASTE SYSTEM | 3700000 | 493087423.56 | 3700000 | 493087423.56 | Fairbanks | 5-C
| University of Alaska Fairbanks | Irving, Laurence Building for Bioscience I | REFURBISH LABS TO CURRENT STANDARDS | 1450000 | 494537423.56 | 1450000 | 494537423.56 | Fairbanks | 5-C
| University of Alaska Fairbanks | Irving, Laurence Building for Bioscience I | RENOVATE ELECTRICAL DISTRIBUTION SYSTEM | 2910050 | 497447473.56 | 2910050 | 497447473.56 | Fairbanks | 5-C
| University of Alaska Fairbanks | Irving, Laurence Building for Bioscience I | RENOVATE THE EXISTING RESTROOMS TO CREATE AN ACCESSIBLE GENDER INCLUSIVE RESTROOM ON EACH FLOOR. | 650000 | 498097473.56 | 650000 | 498097473.56 | Fairbanks | 5-C
| University of Alaska Fairbanks | Irving, Laurence Building for Bioscience I | REPAIR / REPLACE EXTERIOR CURBS, WALKS, WALLS | 260000 | 498357473.56 | 260000 | 498357473.56 | Fairbanks | 5-C
| University of Alaska Fairbanks | Irving, Laurence Building for Bioscience I | REPAIR MODIFIED ROOF TRUSSES | 768000 | 499125473.56 | 768000 | 499125473.56 | Fairbanks | 5-C
| University of Alaska Fairbanks | Irving, Laurence Building for Bioscience I | REPLACE AND RELOCATE WATER FOUNTAINS. | 90000 | 499215473.56 | 90000 | 499215473.56 | Fairbanks | 5-C
| University of Alaska Fairbanks | Irving, Laurence Building for Bioscience I | REPLACE FIRE ALARM SYSTEM | 200000 | 499415473.56 | 200000 | 499415473.56 | Fairbanks | 5-C
| University of Alaska Fairbanks | Irving, Laurence Building for Bioscience I | REPLACE INTERIOR AND EXTERIOR DOORS | 687830 | 500103303.56 | 687830 | 500103303.56 | Fairbanks | 5-C
| University of Alaska Fairbanks | Irving, Laurence Building for Bioscience I | REPLACE LIGHTING FIXTURES | 485800 | 500589103.56 | 485800 | 500589103.56 | Fairbanks | 5-C
| University of Alaska Fairbanks | Irving, Laurence Building for Bioscience I | REPLACE OLD TOILET AND SHOWER ROOMS | 500000 | 501089103.56 | 500000 | 501089103.56 | Fairbanks | 5-C
| University of Alaska Fairbanks | Irving, Laurence Building for Bioscience I | REPLACE WATER LINES AND EQUIPMENT | 1432860 | 502521963.56 | 1432860 | 502521963.56 | Fairbanks | 5-C
| University of Alaska Fairbanks | Irving, Laurence Building for Bioscience I | REVITALIZE FINISHES BUILDING WIDE | 5494000 | 508015963.56 | 5494000 | 508015963.56 | Fairbanks | 5-C
| University of Alaska Fairbanks | Irving, Laurence Building for Bioscience I | SEISMIC RESTRAIN EQUIPMENT AND SEISMIC REPAIRS | 529790 | 508545753.56 | 529790 | 508545753.56 | Fairbanks | 5-C
| University of Alaska Fairbanks | Irving, Laurence Building for Bioscience I | STAIRWELL AND BUILDING EXIT RENOVATION | 376946 | 508922699.56 | 376946 | 508922699.56 | Fairbanks | 5-C
| University of Alaska Fairbanks | Irving, Laurence Building for Bioscience II | ABATE ACM TILE | 300000 | 509222699.56 | 300000 | 509222699.56 | Fairbanks | 5-C
| University of Alaska Fairbanks | Irving, Laurence Building for Bioscience II | ADD ROOM LIGHTING CONTROLS IRVING II | 319000 | 509541699.56 | 319000 | 509541699.56 | Fairbanks | 5-C
| University of Alaska Fairbanks | Irving, Laurence Building for Bioscience II | BUILDING CHILLED WATER FOR COOLING | 450000 | 509991699.56 | 450000 | 509991699.56 | Fairbanks | 5-C
| University of Alaska Fairbanks | Irving, Laurence Building for Bioscience II | CHEMICAL STORAGE ROOM IRVING II | 261000 | 510252699.56 | 261000 | 510252699.56 | Fairbanks | 5-C
| University of Alaska Fairbanks | Irving, Laurence Building for Bioscience II | EGRESS LIGHTING - IRVING II | 108000 | 510360699.56 | 108000 | 510360699.56 | Fairbanks | 5-C
| University of Alaska Fairbanks | Irving, Laurence Building for Bioscience II | ELECTRICAL CODE CORRECTIONS | 739900 | 511100599.56 | 739900 | 511100599.56 | Fairbanks | 5-C
| University of Alaska Fairbanks | Irving, Laurence Building for Bioscience II | EXTERIOR ARCHITECTURAL RENOVATIONS | 2730080 | 513830679.56 | 2730080 | 513830679.56 | Fairbanks | 5-C
| University of Alaska Fairbanks | Irving, Laurence Building for Bioscience II | INSTALL 1ST FLOOR LAB FLOOR DRAINS | 248000 | 514078679.56 | 248000 | 514078679.56 | Fairbanks | 5-C
| University of Alaska Fairbanks | Irving, Laurence Building for Bioscience II | INSTALL A RAMP. | 20000 | 514098679.56 | 20000 | 514098679.56 | Fairbanks | 5-C
| University of Alaska Fairbanks | Irving, Laurence Building for Bioscience II | INSTALL HEAT RECOVERY SYSTEM | 500400 | 514599079.56 | 500400 | 514599079.56 | Fairbanks | 5-C
| University of Alaska Fairbanks | Irving, Laurence Building for Bioscience II | INSTALL VIDEO SURVEILLANCE SYSTEM | 234665 | 514833744.56 | 234665 | 514833744.56 | Fairbanks | 5-C
| University of Alaska Fairbanks | Irving, Laurence Building for Bioscience II | LAB CODE CORRECTIONS | 724930 | 515558674.56 | 724930 | 515558674.56 | Fairbanks | 5-C
| University of Alaska Fairbanks | Irving, Laurence Building for Bioscience II | MECHANICAL CODE CORRECTIONS | 162000 | 515720674.56 | 162000 | 515720674.56 | Fairbanks | 5-C
| University of Alaska Fairbanks | Irving, Laurence Building for Bioscience II | MODIFY THE EXISTING STAIR RAILING SYSTEM FOR DSAFETY AND ADA | 250000 | 515970674.56 | 250000 | 515970674.56 | Fairbanks | 5-C
| University of Alaska Fairbanks | Irving, Laurence Building for Bioscience II | RELOCATE ROOF DRAIN OUTFALLS - IRVING I | 75000 | 516045674.56 | 75000 | 516045674.56 | Fairbanks | 5-C
| University of Alaska Fairbanks | Irving, Laurence Building for Bioscience II | RENEW ELECTRICAL DISTRIBUTION | 1690260 | 517735934.56 | 1690260 | 517735934.56 | Fairbanks | 5-C
| University of Alaska Fairbanks | Irving, Laurence Building for Bioscience II | RENOVATE BUILDING REST ROOMS ON THE THREE FLOORS TO MODERNIZE AND IMPROVE ADA ACCESSIBLITY | 1171500 | 518907434.56 | 1171500 | 518907434.56 | Fairbanks | 5-C
| University of Alaska Fairbanks | Irving, Laurence Building for Bioscience II | REPAIR STRUCTURAL TRUSS/CORRECT DEFLECTION PROBLEM/BRACE TRUSSES | 1092000 | 519999434.56 | 1092000 | 519999434.56 | Fairbanks | 5-C
| University of Alaska Fairbanks | Irving, Laurence Building for Bioscience II | REPLACE AC UNITS | 495000 | 520494434.56 | 495000 | 520494434.56 | Fairbanks | 5-C
| University of Alaska Fairbanks | Irving, Laurence Building for Bioscience II | REPLACE ACM COUNTER TOPS AND SINKS | 1117000 | 521611434.56 | 1117000 | 521611434.56 | Fairbanks | 5-C
| University of Alaska Fairbanks | Irving, Laurence Building for Bioscience II | REPLACE DATA & TELECOM SYSTEM | 828500 | 522439934.56 | 828500 | 522439934.56 | Fairbanks | 5-C
| University of Alaska Fairbanks | Irving, Laurence Building for Bioscience II | REPLACE DOOR WITH AN ACCESSIBLE ONE. | 5000 | 522444934.56 | 5000 | 522444934.56 | Fairbanks | 5-C
| University of Alaska Fairbanks | Irving, Laurence Building for Bioscience II | REPLACE DOORKNOBS WITH ACCESSIBLE DOOR HANDLES. | 100000 | 522544934.56 | 100000 | 522544934.56 | Fairbanks | 5-C
| University of Alaska Fairbanks | Irving, Laurence Building for Bioscience II | REPLACE EMERGENCY EYEWASH | 119000 | 522663934.56 | 119000 | 522663934.56 | Fairbanks | 5-C
| University of Alaska Fairbanks | Irving, Laurence Building for Bioscience II | REPLACE FIRE ALARM SYSTEM | 828800 | 523492734.56 | 828800 | 523492734.56 | Fairbanks | 5-C
| University of Alaska Fairbanks | Irving, Laurence Building for Bioscience II | REPLACE FLOORING IN RM 130 (POSSIBLE ABATEMENT) | 9000 | 523501734.56 | 9000 | 523501734.56 | Fairbanks | 5-C
| University of Alaska Fairbanks | Irving, Laurence Building for Bioscience II | REPLACE HVAC SYSTEM | 4541000 | 528042734.56 | 4541000 | 528042734.56 | Fairbanks | 5-C
| University of Alaska Fairbanks | Irving, Laurence Building for Bioscience II | REPLACE HYDRONIC HEAT SYSTEM | 828750 | 528871484.56 | 828750 | 528871484.56 | Fairbanks | 5-C
| University of Alaska Fairbanks | Irving, Laurence Building for Bioscience II | REPLACE INTERIOR & EXTERIOR DOORS | 400400 | 529271884.56 | 400400 | 529271884.56 | Fairbanks | 5-C
| University of Alaska Fairbanks | Irving, Laurence Building for Bioscience II | REPLACE OUTDATED AND ADA NO WATER FOUNTAINS. | 35000 | 529306884.56 | 35000 | 529306884.56 | Fairbanks | 5-C
| University of Alaska Fairbanks | Irving, Laurence Building for Bioscience II | REPLACE ROOF | 750000 | 530056884.56 | 750000 | 530056884.56 | Fairbanks | 5-C
| University of Alaska Fairbanks | Irving, Laurence Building for Bioscience II | REPLACE SPRINKLER SYSTEM | 596600 | 530653484.56 | 596600 | 530653484.56 | Fairbanks | 5-C
| University of Alaska Fairbanks | Irving, Laurence Building for Bioscience II | REPLACE STAIR EGRESS LIGHTS | 122000 | 530775484.56 | 122000 | 530775484.56 | Fairbanks | 5-C
| University of Alaska Fairbanks | Irving, Laurence Building for Bioscience II | REPLACE SWITCHES, GFCI RECEPTACLES, AND WIRING | 729905 | 531505389.56 | 729905 | 531505389.56 | Fairbanks | 5-C
| University of Alaska Fairbanks | Irving, Laurence Building for Bioscience II | REPLACE WATER DISTRIBUTION SYSTEM | 828900 | 532334289.56 | 828900 | 532334289.56 | Fairbanks | 5-C
| University of Alaska Fairbanks | Irving, Laurence Building for Bioscience II | REVITALIZE FINISHES--BUILDING WIDE | 2606000 | 534940289.56 | 2606000 | 534940289.56 | Fairbanks | 5-C
| University of Alaska Fairbanks | Irving, Laurence Building for Bioscience II | REVITALIZE MAIN ENTRANCE-CANOPY REPLACEMENT | 452000 | 535392289.56 | 452000 | 535392289.56 | Fairbanks | 5-C
| University of Alaska Fairbanks | Irving, Laurence Building for Bioscience II | SEISMIC BRACE CEILING AND EQUIP - IRVING II | 222000 | 535614289.56 | 222000 | 535614289.56 | Fairbanks | 5-C
| University of Alaska Fairbanks | Irving, Laurence Building for Bioscience II | SITE RENOVATIONS AND REPAIRS | 70000 | 535684289.56 | 70000 | 535684289.56 | Fairbanks | 5-C
| University of Alaska Fairbanks | Irving, Laurence Building for Bioscience II | UPGRADE LAB HOODS IRVING II | 877000 | 536561289.56 | 877000 | 536561289.56 | Fairbanks | 5-C
| University of Alaska Fairbanks | Klein House | PROVIDE STAIR RAILING TO SECOND FLOOR | 5000 | 536566289.56 | 5000 | 536566289.56 | Fairbanks | 4-B
| University of Alaska Fairbanks | KUAC-TV Transmitter | BUILDING VENTILATION AND COOLING UPGRADE | 250000 | 536816289.56 | 250000 | 536816289.56 | Fairbanks | 4-B
| University of Alaska Fairbanks | KUAC-TV Transmitter | ELECTRICAL UPGRADE | 10000 | 536826289.56 | 10000 | 536826289.56 | Fairbanks | 4-B
| University of Alaska Fairbanks | KUAC-TV Transmitter | EXTERIOR LIGHTING INSTALLMENT | 5000 | 536831289.56 | 5000 | 536831289.56 | Fairbanks | 4-B
| University of Alaska Fairbanks | KUAC-TV Transmitter | EXTERIOR SIDING REPAINTING | 50000 | 536881289.56 | 50000 | 536881289.56 | Fairbanks | 4-B
| University of Alaska Fairbanks | KUAC-TV Transmitter | FENCING AND SWITCHGEAR INSTALLMENT | 10000 | 536891289.56 | 10000 | 536891289.56 | Fairbanks | 4-B
| University of Alaska Fairbanks | KUAC-TV Transmitter | GENERATOR, UPS & SWITCHGEAR UPGRADE | 140000 | 537031289.56 | 140000 | 537031289.56 | Fairbanks | 4-B
| University of Alaska Fairbanks | Lathrop, Austin E. Hall | PROVIDE A GENDER INCLUSIVE RESTROOM. | 85000 | 537116289.56 | 85000 | 537116289.56 | Fairbanks | 5-C
| University of Alaska Fairbanks | Lathrop, Austin E. Hall | PROVIDE FRONT LOAD WASHING MACHINE. | 55000 | 537171289.56 | 55000 | 537171289.56 | Fairbanks | 5-C
| University of Alaska Fairbanks | Lathrop, Austin E. Hall | REPLACE EXTERIOR STOREFRONT | 160000 | 537331289.56 | 160000 | 537331289.56 | Fairbanks | 5-C
| University of Alaska Fairbanks | Maclean, Eileen Panigeo Inupiat House 777 | REPAIR RAMP AND HANDRAILS | 200000 | 537531289.56 | 200000 | 537531289.56 | Fairbanks | 5-C
| University of Alaska Fairbanks | McIntosh, John A. Hall | EXTEND PORCH, ADD 22' SLOPED WALK TO RIGHT & NEW STAIR ON LEFT HALF OF PORCH. | 85000 | 537616289.56 | 85000 | 537616289.56 | Fairbanks | 5-C
| University of Alaska Fairbanks | McIntosh, John A. Hall | PROVIDE A WHEELCHAIR LIFT. | 95000 | 537711289.56 | 95000 | 537711289.56 | Fairbanks | 5-C
| University of Alaska Fairbanks | McIntosh, John A. Hall | REMODEL GENDER INCLUSIVE LOUNGE RESTROOM TO BE ACCESSIBLE. | 85000 | 537796289.56 | 85000 | 537796289.56 | Fairbanks | 5-C
| University of Alaska Fairbanks | McIntosh, John A. Hall | REPLACE EXISTING PAIR OF 30" DOORS WITH ONE 42" WIDE DOOR. | 100000 | 537896289.56 | 100000 | 537896289.56 | Fairbanks | 5-C
| University of Alaska Fairbanks | McIntosh, John A. Hall | REPLACE EXTERIOR STOREFRONT INCLUDING CARD SWIPE | 160000 | 538056289.56 | 160000 | 538056289.56 | Fairbanks | 5-C
| University of Alaska Fairbanks | McIntosh, John A. Hall | REPLACE INTERIOR DOOR LOCKING SYSTEM WITH FULL CARD SWIPE SYSTEM | 385000 | 538441289.56 | 385000 | 538441289.56 | Fairbanks | 5-C
| University of Alaska Fairbanks | McIntosh, John A. Hall | Replace Windows | 408000 | 538849289.56 | 408000 | 538849289.56 | Fairbanks | 5-C
| University of Alaska Fairbanks | McIntosh, John A. Hall | RESTROOMS UPGRADE 4 @ $300K EA. | 1200000 | 540049289.56 | 1200000 | 540049289.56 | Fairbanks | 5-C
| University of Alaska Fairbanks | McIntosh, John A. Hall | ROOF DRAINS OFF SANITARY | 250000 | 540299289.56 | 250000 | 540299289.56 | Fairbanks | 5-C
| University of Alaska Fairbanks | Moore, Terris Hall | CONVERT PNEUMATIC CONTROLS TO DIRECT DIGITAL CONTROLS | 235000 | 540534289.56 | 235000 | 540534289.56 | Fairbanks | 5-C
| University of Alaska Fairbanks | Moore, Terris Hall | DORM INTERIOR STAIRWELL EGRESS WIDTH CODE CORRECTION | 500000 | 541034289.56 | 500000 | 541034289.56 | Fairbanks | 5-C
| University of Alaska Fairbanks | Moore, Terris Hall | PROVIDE FRONT LOAD WASHING MACHINE AT THIRD FLOOR LAUNDRY. | 10000 | 541044289.56 | 10000 | 541044289.56 | Fairbanks | 5-C
| University of Alaska Fairbanks | Moore, Terris Hall | REPLACE ELECTRICAL DISTRIBUTION PANELS | 1500000 | 542544289.56 | 1500000 | 542544289.56 | Fairbanks | 5-C
| University of Alaska Fairbanks | Moore, Terris Hall | REPLACE THE JANITOR'S SINK DRAINS | 10000 | 542554289.56 | 10000 | 542554289.56 | Fairbanks | 5-C
| University of Alaska Fairbanks | Moore, Terris Hall | SHOWER BASINS REPLACEMENT | 325000 | 542879289.56 | 325000 | 542879289.56 | Fairbanks | 5-C
| University of Alaska Fairbanks | Moore, Terris Hall | TIER 1 SIESMIC EVALUATION | 450000 | 543329289.56 | 450000 | 543329289.56 | Fairbanks | 5-C
| University of Alaska Fairbanks | Moore, Terris Hall | UPPER DORM KITCHEN RENEWAL | 81000 | 543410289.56 | 81000 | 543410289.56 | Fairbanks | 5-C
| University of Alaska Fairbanks | Moore, Terris Hall | UPPER DORMITORY EMERGENCY EGRESS CODE CORRECTIONS | 670000 | 544080289.56 | 670000 | 544080289.56 | Fairbanks | 5-C
| University of Alaska Fairbanks | MUS Demarcation | SWITCH INSTALLMENT | 434967.71 | 544515257.27 | 434967.71 | 544515257.27 | Fairbanks | 5-C
| University of Alaska Fairbanks | Nerland, Andrew Hall | CARPET, PAINT, WINDOWS, BATHROOM , MECH UPGRADE | 1200000 | 545715257.27 | 1200000 | 545715257.27 | Fairbanks | 5-C
| University of Alaska Fairbanks | Nerland, Andrew Hall | EXTEND PORCH, ADD NEW 22' RAMP TO RIGHT & NEW STAIR ON LEFT HALF OF PORCH. | 85000 | 545800257.27 | 85000 | 545800257.27 | Fairbanks | 5-C
| University of Alaska Fairbanks | Nerland, Andrew Hall | PROVIDE A WHEELCHAIR LIFT. | 95000 | 545895257.27 | 95000 | 545895257.27 | Fairbanks | 5-C
| University of Alaska Fairbanks | Nerland, Andrew Hall | REMODEL GENDER INCLUSIVE LOUNGE RESTROOM TO BE ACCESSIBLE. | 85000 | 545980257.27 | 85000 | 545980257.27 | Fairbanks | 5-C
| University of Alaska Fairbanks | Nerland, Andrew Hall | REPLACE EXISTING PAIR OF 30" DOORS WITH ONE 42" WIDE DOOR. | 100000 | 546080257.27 | 100000 | 546080257.27 | Fairbanks | 5-C
| University of Alaska Fairbanks | Nerland, Andrew Hall | REPLACE EXTERIOR STOREFRONT INCLUDING CARD SWIPE | 110000 | 546190257.27 | 110000 | 546190257.27 | Fairbanks | 5-C
| University of Alaska Fairbanks | Nerland, Andrew Hall | Replace Windows | 408000 | 546598257.27 | 408000 | 546598257.27 | Fairbanks | 5-C
| University of Alaska Fairbanks | Nerland, Andrew Hall | STOREFRONT REPLACEMENT WITH FULL CARD SWIPE SYSTEM | 165000 | 546763257.27 | 165000 | 546763257.27 | Fairbanks | 5-C
| University of Alaska Fairbanks | Nerland, Andrew Hall | UPGRADE RESTROOMS AND SHOWERS INCLUDING VENTILATION | 2500000 | 549263257.27 | 2500000 | 549263257.27 | Fairbanks | 5-C
| University of Alaska Fairbanks | North Chandalar Drive 1036 | CORRECT SUB GRADE/DRAINAGE/ CONCRETE GUTTERS/SITE DRAINS | 171000 | 549434257.27 | 171000 | 549434257.27 | Fairbanks | 5-C
| University of Alaska Fairbanks | North Chandalar Drive 1036 | ELECTRICAL DISTRIBUTION CODE CORRECTIONS/GROUNDING | 137772 | 549572029.27 | 137772 | 549572029.27 | Fairbanks | 5-C
| University of Alaska Fairbanks | North Chandalar Drive 1036 | GARBAGE PAD AND FENCING | 12000 | 549584029.27 | 12000 | 549584029.27 | Fairbanks | 5-C
| University of Alaska Fairbanks | North Chandalar Drive 1036 | INSTALL HRV'S 3 @$20K PER UNIT | 60000 | 549644029.27 | 60000 | 549644029.27 | Fairbanks | 5-C
| University of Alaska Fairbanks | North Chandalar Drive 1036 | KITCHEN CABINET/APPLIANCES 3 KITCHEN @ $17K | 51000 | 549695029.27 | 51000 | 549695029.27 | Fairbanks | 5-C
| University of Alaska Fairbanks | North Chandalar Drive 1036 | REFINISH INTERIOR WALLS, FLOORS, CEILINGS | 45000 | 549740029.27 | 45000 | 549740029.27 | Fairbanks | 5-C
| University of Alaska Fairbanks | North Chandalar Drive 1036 | RENEW FIXTURES AND FINISHES IN BATHROOM 3@ $5K | 15000 | 549755029.27 | 15000 | 549755029.27 | Fairbanks | 5-C
| University of Alaska Fairbanks | North Chandalar Drive 1036 | REPAIR ROOF SOFFIT | 6000 | 549761029.27 | 6000 | 549761029.27 | Fairbanks | 5-C
| University of Alaska Fairbanks | North Chandalar Drive 1036 | REPAIR, LEVEL TRANSITION TO GARAGE AND PAVE DRIVES 3 @ $8K PER DRIVEWAY | 24000 | 549785029.27 | 24000 | 549785029.27 | Fairbanks | 5-C
| University of Alaska Fairbanks | North Chandalar Drive 1036 | REPLACE ENTRY STAIRS AND SIDEWALK | 40000 | 549825029.27 | 40000 | 549825029.27 | Fairbanks | 5-C
| University of Alaska Fairbanks | North Chandalar Drive 1036 | REPLACE EXTERIOR DOOR | 8000 | 549833029.27 | 8000 | 549833029.27 | Fairbanks | 5-C
| University of Alaska Fairbanks | North Chandalar Drive 1036 | REPLACE INSULATION/VAPOR BARRIER/SHEETROCK | 140000 | 549973029.27 | 140000 | 549973029.27 | Fairbanks | 5-C
| University of Alaska Fairbanks | North Chandalar Drive 1036 | REPLACE INTERIOR DOOR HARDWARE | 9000 | 549982029.27 | 9000 | 549982029.27 | Fairbanks | 5-C
| University of Alaska Fairbanks | North Chandalar Drive 1036 | REPLACE RESIDENTIAL FIRE ALARM | 20000 | 550002029.27 | 20000 | 550002029.27 | Fairbanks | 5-C
| University of Alaska Fairbanks | North Chandalar Drive 1036 | REPLACE ROOF FLASHING | 12000 | 550014029.27 | 12000 | 550014029.27 | Fairbanks | 5-C
| University of Alaska Fairbanks | North Chandalar Drive 1036 | REPLACE WINDOWS 20 WINDOWS @ $7,000 EACH | 14000 | 550028029.27 | 14000 | 550028029.27 | Fairbanks | 5-C
| University of Alaska Fairbanks | North Chandalar Drive 1036 | WATERPROOF FOUNDATIONS AND SITE DRAINS AT WINDOWS FOR EGRESS | 23000 | 550051029.27 | 23000 | 550051029.27 | Fairbanks | 5-C
| University of Alaska Fairbanks | North Chandalar Drive 1042 | CORRECT SUB GRADE/DRAINAGE/ CONCRETE GUTTERS/SITE DRAINS | 171000 | 550222029.27 | 171000 | 550222029.27 | Fairbanks | 5-C
| University of Alaska Fairbanks | North Chandalar Drive 1042 | ELECTRICAL DISTRIBUTION CODE CORRECTIONS/GROUNDING | 137772 | 550359801.27 | 137772 | 550359801.27 | Fairbanks | 5-C
| University of Alaska Fairbanks | North Chandalar Drive 1042 | GARBAGE PAD AND FENCING | 12000 | 550371801.27 | 12000 | 550371801.27 | Fairbanks | 5-C
| University of Alaska Fairbanks | North Chandalar Drive 1042 | INSTALL HRV'S 2 @$20K PER UNIT | 40000 | 550411801.27 | 40000 | 550411801.27 | Fairbanks | 5-C
| University of Alaska Fairbanks | North Chandalar Drive 1042 | KITCHEN CABINET/APPLIANCES 2 KITCHEN @ $17K | 34000 | 550445801.27 | 34000 | 550445801.27 | Fairbanks | 5-C
| University of Alaska Fairbanks | North Chandalar Drive 1042 | REFINISH INTERIOR WALLS, FLOORS, CEILINGS | 45000 | 550490801.27 | 45000 | 550490801.27 | Fairbanks | 5-C
| University of Alaska Fairbanks | North Chandalar Drive 1042 | RENEW FIXTURES AND FINISHES IN BATHROOM 4@ $5K | 20000 | 550510801.27 | 20000 | 550510801.27 | Fairbanks | 5-C
| University of Alaska Fairbanks | North Chandalar Drive 1042 | REPAIR ROOF SOFFIT | 6000 | 550516801.27 | 6000 | 550516801.27 | Fairbanks | 5-C
| University of Alaska Fairbanks | North Chandalar Drive 1042 | REPAIR, LEVEL TRANSITION TO GARAGE AND PAVE DRIVES @ $8K PER DRIVEWAY | 16000 | 550532801.27 | 16000 | 550532801.27 | Fairbanks | 5-C
| University of Alaska Fairbanks | North Chandalar Drive 1042 | REPLACE ENTRY STAIRS AND SIDEWALK | 40000 | 550572801.27 | 40000 | 550572801.27 | Fairbanks | 5-C
| University of Alaska Fairbanks | North Chandalar Drive 1042 | REPLACE EXTERIOR DOOR | 8000 | 550580801.27 | 8000 | 550580801.27 | Fairbanks | 5-C
| University of Alaska Fairbanks | North Chandalar Drive 1042 | REPLACE INSULATION/VAPOR BARRIER/SHEETROCK | 140000 | 550720801.27 | 140000 | 550720801.27 | Fairbanks | 5-C
| University of Alaska Fairbanks | North Chandalar Drive 1042 | REPLACE INTERIOR DOOR HARDWARE | 9000 | 550729801.27 | 9000 | 550729801.27 | Fairbanks | 5-C
| University of Alaska Fairbanks | North Chandalar Drive 1042 | REPLACE RESIDENTIAL FIRE ALARM | 20000 | 550749801.27 | 20000 | 550749801.27 | Fairbanks | 5-C
| University of Alaska Fairbanks | North Chandalar Drive 1042 | REPLACE ROOF FLASHING | 12000 | 550761801.27 | 12000 | 550761801.27 | Fairbanks | 5-C
| University of Alaska Fairbanks | North Chandalar Drive 1042 | REPLACE WINDOWS 20 WINDOWS @ $7,000 EACH | 140000 | 550901801.27 | 140000 | 550901801.27 | Fairbanks | 5-C
| University of Alaska Fairbanks | North Chandalar Drive 1042 | WATERPROOF FOUNDATIONS AND SITE DRAINS AT WINDOWS FOR EGRESS | 43000 | 550944801.27 | 43000 | 550944801.27 | Fairbanks | 5-C
| University of Alaska Fairbanks | North Chandalar Drive 1048 | CORRECT SUB GRADE/DRAINAGE/ CONCRETE GUTTERS/SITE DRAINS | 171000 | 551115801.27 | 171000 | 551115801.27 | Fairbanks | 5-C
| University of Alaska Fairbanks | North Chandalar Drive 1048 | ELECTRICAL DISTRIBUTION CODE CORRECTIONS/GROUNDING | 137772 | 551253573.27 | 137772 | 551253573.27 | Fairbanks | 5-C
| University of Alaska Fairbanks | North Chandalar Drive 1048 | GARBAGE PAD AND FENCING | 12000 | 551265573.27 | 12000 | 551265573.27 | Fairbanks | 5-C
| University of Alaska Fairbanks | North Chandalar Drive 1048 | INSTALL HRV'S 2 @$20K PER UNIT | 40000 | 551305573.27 | 40000 | 551305573.27 | Fairbanks | 5-C
| University of Alaska Fairbanks | North Chandalar Drive 1048 | KITCHEN CABINET/APPLIANCES 2 KITCHEN @ $17K | 34000 | 551339573.27 | 34000 | 551339573.27 | Fairbanks | 5-C
| University of Alaska Fairbanks | North Chandalar Drive 1048 | REFINISH INTERIOR WALLS, FLOORS, CEILINGS | 45000 | 551384573.27 | 45000 | 551384573.27 | Fairbanks | 5-C
| University of Alaska Fairbanks | North Chandalar Drive 1048 | RENEW FIXTURES AND FINISHES IN BATHROOM 4@ $5K | 20000 | 551404573.27 | 20000 | 551404573.27 | Fairbanks | 5-C
| University of Alaska Fairbanks | North Chandalar Drive 1048 | REPAIR ROOF SOFFIT | 6000 | 551410573.27 | 6000 | 551410573.27 | Fairbanks | 5-C
| University of Alaska Fairbanks | North Chandalar Drive 1048 | REPAIR, LEVEL TRANSITION TO GARAGE AND PAVE DRIVES @ $8K PER DRIVEWAY | 16000 | 551426573.27 | 16000 | 551426573.27 | Fairbanks | 5-C
| University of Alaska Fairbanks | North Chandalar Drive 1048 | REPLACE ENTRY STAIRS AND SIDEWALK | 40000 | 551466573.27 | 40000 | 551466573.27 | Fairbanks | 5-C
| University of Alaska Fairbanks | North Chandalar Drive 1048 | REPLACE EXTERIOR DOOR | 8000 | 551474573.27 | 8000 | 551474573.27 | Fairbanks | 5-C
| University of Alaska Fairbanks | North Chandalar Drive 1048 | REPLACE INSULATION/VAPOR BARRIER/SHEETROCK | 140000 | 551614573.27 | 140000 | 551614573.27 | Fairbanks | 5-C
| University of Alaska Fairbanks | North Chandalar Drive 1048 | REPLACE INTERIOR DOOR HARDWARE | 9000 | 551623573.27 | 9000 | 551623573.27 | Fairbanks | 5-C
| University of Alaska Fairbanks | North Chandalar Drive 1048 | REPLACE RESIDENTIAL FIRE ALARM | 20000 | 551643573.27 | 20000 | 551643573.27 | Fairbanks | 5-C
| University of Alaska Fairbanks | North Chandalar Drive 1048 | REPLACE ROOF FLASHING | 12000 | 551655573.27 | 12000 | 551655573.27 | Fairbanks | 5-C
| University of Alaska Fairbanks | North Chandalar Drive 1048 | REPLACE WINDOWS 20 WINDOWS @ $7,000 EACH | 140000 | 551795573.27 | 140000 | 551795573.27 | Fairbanks | 5-C
| University of Alaska Fairbanks | North Chandalar Drive 1048 | WATERPROOF FOUNDATIONS AND SITE DRAINS AT WINDOWS FOR EGRESS | 43000 | 551838573.27 | 43000 | 551838573.27 | Fairbanks | 5-C
| University of Alaska Fairbanks | North Chandalar Drive 1054 | CORRECT SUB GRADE/DRAINAGE/ CONCRETE GUTTERS/SITE DRAINS | 171000 | 552009573.27 | 171000 | 552009573.27 | Fairbanks | 5-C
| University of Alaska Fairbanks | North Chandalar Drive 1054 | ELECTRICAL DISTRIBUTION CODE CORRECTIONS/GROUNDING | 137772 | 552147345.27 | 137772 | 552147345.27 | Fairbanks | 5-C
| University of Alaska Fairbanks | North Chandalar Drive 1054 | GARBAGE PAD AND FENCING | 12000 | 552159345.27 | 12000 | 552159345.27 | Fairbanks | 5-C
| University of Alaska Fairbanks | North Chandalar Drive 1054 | INSTALL HRV'S 2 @$20K PER UNIT | 40000 | 552199345.27 | 40000 | 552199345.27 | Fairbanks | 5-C
| University of Alaska Fairbanks | North Chandalar Drive 1054 | KITCHEN CABINET/APPLIANCES 2 KITCHEN @ $17K | 34000 | 552233345.27 | 34000 | 552233345.27 | Fairbanks | 5-C
| University of Alaska Fairbanks | North Chandalar Drive 1054 | REFINISH INTERIOR WALLS, FLOORS, CEILINGS | 45000 | 552278345.27 | 45000 | 552278345.27 | Fairbanks | 5-C
| University of Alaska Fairbanks | North Chandalar Drive 1054 | RENEW FIXTURES AND FINISHES IN BATHROOM 4@ $5K | 20000 | 552298345.27 | 20000 | 552298345.27 | Fairbanks | 5-C
| University of Alaska Fairbanks | North Chandalar Drive 1054 | REPAIR ROOF SOFFIT | 6000 | 552304345.27 | 6000 | 552304345.27 | Fairbanks | 5-C
| University of Alaska Fairbanks | North Chandalar Drive 1054 | REPAIR, LEVEL TRANSITION TO GARAGE AND PAVE DRIVES @ $8K PER DRIVEWAY | 16000 | 552320345.27 | 16000 | 552320345.27 | Fairbanks | 5-C
| University of Alaska Fairbanks | North Chandalar Drive 1054 | REPLACE ENTRY STAIRS AND SIDEWALK | 40000 | 552360345.27 | 40000 | 552360345.27 | Fairbanks | 5-C
| University of Alaska Fairbanks | North Chandalar Drive 1054 | REPLACE EXTERIOR DOOR | 8000 | 552368345.27 | 8000 | 552368345.27 | Fairbanks | 5-C
| University of Alaska Fairbanks | North Chandalar Drive 1054 | REPLACE INSULATION/VAPOR BARRIER/SHEETROCK | 140000 | 552508345.27 | 140000 | 552508345.27 | Fairbanks | 5-C
| University of Alaska Fairbanks | North Chandalar Drive 1054 | REPLACE INTERIOR DOOR HARDWARE | 9000 | 552517345.27 | 9000 | 552517345.27 | Fairbanks | 5-C
| University of Alaska Fairbanks | North Chandalar Drive 1054 | REPLACE RESIDENTIAL FIRE ALARM | 20000 | 552537345.27 | 20000 | 552537345.27 | Fairbanks | 5-C
| University of Alaska Fairbanks | North Chandalar Drive 1054 | REPLACE ROOF FLASHING | 12000 | 552549345.27 | 12000 | 552549345.27 | Fairbanks | 5-C
| University of Alaska Fairbanks | North Chandalar Drive 1054 | REPLACE WINDOWS 20 WINDOWS @ $7,000 EACH | 140000 | 552689345.27 | 140000 | 552689345.27 | Fairbanks | 5-C
| University of Alaska Fairbanks | North Chandalar Drive 1054 | WATERPROOF FOUNDATIONS AND SITE DRAINS AT WINDOWS FOR EGRESS | 43000 | 552732345.27 | 43000 | 552732345.27 | Fairbanks | 5-C
| University of Alaska Fairbanks | North Chandalar Drive 1060 | CORRECT SUB GRADE/DRAINAGE/ CONCRETE GUTTERS/SITE DRAINS | 171000 | 552903345.27 | 171000 | 552903345.27 | Fairbanks | 5-C
| University of Alaska Fairbanks | North Chandalar Drive 1060 | ELECTRICAL DISTRIBUTION CODE CORRECTIONS/GROUNDING | 137772 | 553041117.27 | 137772 | 553041117.27 | Fairbanks | 5-C
| University of Alaska Fairbanks | North Chandalar Drive 1060 | GARBAGE PAD AND FENCING | 12000 | 553053117.27 | 12000 | 553053117.27 | Fairbanks | 5-C
| University of Alaska Fairbanks | North Chandalar Drive 1060 | INSTALL HRV'S 2 @$20K PER UNIT | 40000 | 553093117.27 | 40000 | 553093117.27 | Fairbanks | 5-C
| University of Alaska Fairbanks | North Chandalar Drive 1060 | KITCHEN CABINET/APPLIANCES 2 KITCHEN @ $17K | 34000 | 553127117.27 | 34000 | 553127117.27 | Fairbanks | 5-C
| University of Alaska Fairbanks | North Chandalar Drive 1060 | REFINISH INTERIOR WALLS, FLOORS, CEILINGS | 45000 | 553172117.27 | 45000 | 553172117.27 | Fairbanks | 5-C
| University of Alaska Fairbanks | North Chandalar Drive 1060 | RENEW FIXTURES AND FINISHES IN BATHROOM 4@ $5K | 20000 | 553192117.27 | 20000 | 553192117.27 | Fairbanks | 5-C
| University of Alaska Fairbanks | North Chandalar Drive 1060 | REPAIR ROOF SOFFIT | 6000 | 553198117.27 | 6000 | 553198117.27 | Fairbanks | 5-C
| University of Alaska Fairbanks | North Chandalar Drive 1060 | REPAIR, LEVEL TRANSITION TO GARAGE AND PAVE DRIVES @ $8K PER DRIVEWAY | 16000 | 553214117.27 | 16000 | 553214117.27 | Fairbanks | 5-C
| University of Alaska Fairbanks | North Chandalar Drive 1060 | REPLACE ENTRY STAIRS AND SIDEWALK | 40000 | 553254117.27 | 40000 | 553254117.27 | Fairbanks | 5-C
| University of Alaska Fairbanks | North Chandalar Drive 1060 | REPLACE EXTERIOR DOOR | 8000 | 553262117.27 | 8000 | 553262117.27 | Fairbanks | 5-C
| University of Alaska Fairbanks | North Chandalar Drive 1060 | REPLACE INSULATION/VAPOR BARRIER/SHEETROCK | 140000 | 553402117.27 | 140000 | 553402117.27 | Fairbanks | 5-C
| University of Alaska Fairbanks | North Chandalar Drive 1060 | REPLACE INTERIOR DOOR HARDWARE | 9000 | 553411117.27 | 9000 | 553411117.27 | Fairbanks | 5-C
| University of Alaska Fairbanks | North Chandalar Drive 1060 | REPLACE RESIDENTIAL FIRE ALARM | 20000 | 553431117.27 | 20000 | 553431117.27 | Fairbanks | 5-C
| University of Alaska Fairbanks | North Chandalar Drive 1060 | REPLACE ROOF FLASHING | 12000 | 553443117.27 | 12000 | 553443117.27 | Fairbanks | 5-C
| University of Alaska Fairbanks | North Chandalar Drive 1060 | WATERPROOF FOUNDATIONS AND SITE DRAINS AT WINDOWS FOR EGRESS | 43000 | 553486117.27 | 43000 | 553486117.27 | Fairbanks | 5-C
| University of Alaska Fairbanks | North Chandalar Drive 1066 | CORRECT SUB GRADE/DRAINAGE/ CONCRETE GUTTERS/SITE DRAINS | 171000 | 553657117.27 | 171000 | 553657117.27 | Fairbanks | 5-C
| University of Alaska Fairbanks | North Chandalar Drive 1066 | ELECTRICAL DISTRIBUTION CODE CORRECTIONS/GROUNDING | 137772 | 553794889.27 | 137772 | 553794889.27 | Fairbanks | 5-C
| University of Alaska Fairbanks | North Chandalar Drive 1066 | GARBAGE PAD AND FENCING | 12000 | 553806889.27 | 12000 | 553806889.27 | Fairbanks | 5-C
| University of Alaska Fairbanks | North Chandalar Drive 1066 | INSTALL HRV'S 3 @$20K PER UNIT | 60000 | 553866889.27 | 60000 | 553866889.27 | Fairbanks | 5-C
| University of Alaska Fairbanks | North Chandalar Drive 1066 | KITCHEN CABINET/APPLIANCES 3 KITCHEN @ $17K | 51000 | 553917889.27 | 51000 | 553917889.27 | Fairbanks | 5-C
| University of Alaska Fairbanks | North Chandalar Drive 1066 | REFINISH INTERIOR WALLS, FLOORS, CEILINGS | 45000 | 553962889.27 | 45000 | 553962889.27 | Fairbanks | 5-C
| University of Alaska Fairbanks | North Chandalar Drive 1066 | RENEW FIXTURES AND FINISHES IN BATHROOM 3@ $5K | 15000 | 553977889.27 | 15000 | 553977889.27 | Fairbanks | 5-C
| University of Alaska Fairbanks | North Chandalar Drive 1066 | REPAIR ROOF SOFFIT | 6000 | 553983889.27 | 6000 | 553983889.27 | Fairbanks | 5-C
| University of Alaska Fairbanks | North Chandalar Drive 1066 | REPAIR, LEVEL TRANSITION TO GARAGE AND PAVE DRIVES 3 @ $8K PER DRIVEWAY | 24000 | 554007889.27 | 24000 | 554007889.27 | Fairbanks | 5-C
| University of Alaska Fairbanks | North Chandalar Drive 1066 | REPLACE ENTRY STAIRS AND SIDEWALK | 40000 | 554047889.27 | 40000 | 554047889.27 | Fairbanks | 5-C
| University of Alaska Fairbanks | North Chandalar Drive 1066 | REPLACE EXTERIOR DOOR | 8000 | 554055889.27 | 8000 | 554055889.27 | Fairbanks | 5-C
| University of Alaska Fairbanks | North Chandalar Drive 1066 | REPLACE INSULATION/VAPOR BARRIER/SHEETROCK | 140000 | 554195889.27 | 140000 | 554195889.27 | Fairbanks | 5-C
| University of Alaska Fairbanks | North Chandalar Drive 1066 | REPLACE INTERIOR DOOR HARDWARE | 9000 | 554204889.27 | 9000 | 554204889.27 | Fairbanks | 5-C
| University of Alaska Fairbanks | North Chandalar Drive 1066 | REPLACE RESIDENTIAL FIRE ALARM | 20000 | 554224889.27 | 20000 | 554224889.27 | Fairbanks | 5-C
| University of Alaska Fairbanks | North Chandalar Drive 1066 | REPLACE ROOF FLASHING | 12000 | 554236889.27 | 12000 | 554236889.27 | Fairbanks | 5-C
| University of Alaska Fairbanks | North Chandalar Drive 1066 | WATERPROOF FOUNDATIONS AND SITE DRAINS AT WINDOWS FOR EGRESS | 23000 | 554259889.27 | 23000 | 554259889.27 | Fairbanks | 5-C
| University of Alaska Fairbanks | North Chandalar Drive 1074 | CORRECT SUB GRADE/DRAINAGE/ CONCRETE GUTTERS/SITE DRAINS | 171000 | 554430889.27 | 171000 | 554430889.27 | Fairbanks | 5-C
| University of Alaska Fairbanks | North Chandalar Drive 1074 | ELECTRICAL DISTRIBUTION CODE CORRECTIONS/GROUNDING | 137772 | 554568661.27 | 137772 | 554568661.27 | Fairbanks | 5-C
| University of Alaska Fairbanks | North Chandalar Drive 1074 | GARBAGE PAD AND FENCING | 12000 | 554580661.27 | 12000 | 554580661.27 | Fairbanks | 5-C
| University of Alaska Fairbanks | North Chandalar Drive 1074 | INSTALL HRV'S 2 @$20K PER UNIT | 40000 | 554620661.27 | 40000 | 554620661.27 | Fairbanks | 5-C
| University of Alaska Fairbanks | North Chandalar Drive 1074 | KITCHEN CABINET/APPLIANCES 2 KITCHEN @ $17K | 34000 | 554654661.27 | 34000 | 554654661.27 | Fairbanks | 5-C
| University of Alaska Fairbanks | North Chandalar Drive 1074 | REFINISH INTERIOR WALLS, FLOORS, CEILINGS | 45000 | 554699661.27 | 45000 | 554699661.27 | Fairbanks | 5-C
| University of Alaska Fairbanks | North Chandalar Drive 1074 | RENEW FIXTURES AND FINISHES IN BATHROOM 4@ $5K | 20000 | 554719661.27 | 20000 | 554719661.27 | Fairbanks | 5-C
| University of Alaska Fairbanks | North Chandalar Drive 1074 | REPAIR ROOF SOFFIT | 6000 | 554725661.27 | 6000 | 554725661.27 | Fairbanks | 5-C
| University of Alaska Fairbanks | North Chandalar Drive 1074 | REPAIR, LEVEL TRANSITION TO GARAGE AND PAVE DRIVES @ $8K PER DRIVEWAY | 16000 | 554741661.27 | 16000 | 554741661.27 | Fairbanks | 5-C
| University of Alaska Fairbanks | North Chandalar Drive 1074 | REPLACE ENTRY STAIRS AND SIDEWALK | 40000 | 554781661.27 | 40000 | 554781661.27 | Fairbanks | 5-C
| University of Alaska Fairbanks | North Chandalar Drive 1074 | REPLACE EXTERIOR DOOR | 8000 | 554789661.27 | 8000 | 554789661.27 | Fairbanks | 5-C
| University of Alaska Fairbanks | North Chandalar Drive 1074 | REPLACE INSULATION/VAPOR BARRIER/SHEETROCK | 140000 | 554929661.27 | 140000 | 554929661.27 | Fairbanks | 5-C
| University of Alaska Fairbanks | North Chandalar Drive 1074 | REPLACE INTERIOR DOOR HARDWARE | 9000 | 554938661.27 | 9000 | 554938661.27 | Fairbanks | 5-C
| University of Alaska Fairbanks | North Chandalar Drive 1074 | REPLACE RESIDENTIAL FIRE ALARM | 20000 | 554958661.27 | 20000 | 554958661.27 | Fairbanks | 5-C
| University of Alaska Fairbanks | North Chandalar Drive 1074 | REPLACE ROOF FLASHING | 12000 | 554970661.27 | 12000 | 554970661.27 | Fairbanks | 5-C
| University of Alaska Fairbanks | North Chandalar Drive 1074 | WATERPROOF FOUNDATIONS AND SITE DRAINS AT WINDOWS FOR EGRESS | 43000 | 555013661.27 | 43000 | 555013661.27 | Fairbanks | 5-C
| University of Alaska Fairbanks | North Chandalar Drive 1075 | CONCRETE VALLEY GUTTERS | 6000 | 555019661.27 | 6000 | 555019661.27 | Fairbanks | 5-C
| University of Alaska Fairbanks | North Chandalar Drive 1075 | CORRECT DEFICIENCIES/ CONDITION/SUB GRADE/DRAINAGE | 153000 | 555172661.27 | 153000 | 555172661.27 | Fairbanks | 5-C
| University of Alaska Fairbanks | North Chandalar Drive 1075 | ELECTRICAL DISTRIBUTION CODE CORRECTIONS/GROUNDING | 137815 | 555310476.27 | 137815 | 555310476.27 | Fairbanks | 5-C
| University of Alaska Fairbanks | North Chandalar Drive 1075 | GARBAGE FENCING | 6000 | 555316476.27 | 6000 | 555316476.27 | Fairbanks | 5-C
| University of Alaska Fairbanks | North Chandalar Drive 1075 | INSTALL AIR-TO -AIR HEAT EXCHANGER | 31000 | 555347476.27 | 31000 | 555347476.27 | Fairbanks | 5-C
| University of Alaska Fairbanks | North Chandalar Drive 1075 | KITCHEN CABINET/APPLIANCES | 55000 | 555402476.27 | 55000 | 555402476.27 | Fairbanks | 5-C
| University of Alaska Fairbanks | North Chandalar Drive 1075 | PAVE DRIVES | 18000 | 555420476.27 | 18000 | 555420476.27 | Fairbanks | 5-C
| University of Alaska Fairbanks | North Chandalar Drive 1075 | REFINISH INTERIOR WALLS, FLOORS, CEILINGS | 86000 | 555506476.27 | 86000 | 555506476.27 | Fairbanks | 5-C
| University of Alaska Fairbanks | North Chandalar Drive 1075 | RENEW FIXTURES AND FINISHES IN BATHROOM | 55000 | 555561476.27 | 55000 | 555561476.27 | Fairbanks | 5-C
| University of Alaska Fairbanks | North Chandalar Drive 1075 | REPAIR HEAT EXCHANGER | 12000 | 555573476.27 | 12000 | 555573476.27 | Fairbanks | 5-C
| University of Alaska Fairbanks | North Chandalar Drive 1075 | REPAIR ROOF SOFFIT | 6000 | 555579476.27 | 6000 | 555579476.27 | Fairbanks | 5-C
| University of Alaska Fairbanks | North Chandalar Drive 1075 | Replace carpet | 24000 | 555603476.27 | 24000 | 555603476.27 | Fairbanks | 5-C
| University of Alaska Fairbanks | North Chandalar Drive 1075 | REPLACE CERAMIC/QUARTER. TILE | 6000 | 555609476.27 | 6000 | 555609476.27 | Fairbanks | 5-C
| University of Alaska Fairbanks | North Chandalar Drive 1075 | REPLACE DOOR HARDWARE | 9000 | 555618476.27 | 9000 | 555618476.27 | Fairbanks | 5-C
| University of Alaska Fairbanks | North Chandalar Drive 1075 | REPLACE ENTRY STAIRS | 31000 | 555649476.27 | 31000 | 555649476.27 | Fairbanks | 5-C
| University of Alaska Fairbanks | North Chandalar Drive 1075 | REPLACE EXTERIOR DOOR | 8000 | 555657476.27 | 8000 | 555657476.27 | Fairbanks | 5-C
| University of Alaska Fairbanks | North Chandalar Drive 1075 | REPLACE INSULATION/VAPOR BARRIER/SHEETROCK | 89000 | 555746476.27 | 89000 | 555746476.27 | Fairbanks | 5-C
| University of Alaska Fairbanks | North Chandalar Drive 1075 | REPLACE RESIDENTIAL FIRE ALARM | 40000 | 555786476.27 | 40000 | 555786476.27 | Fairbanks | 5-C
| University of Alaska Fairbanks | North Chandalar Drive 1075 | REPLACE ROOF FLASHING | 12000 | 555798476.27 | 12000 | 555798476.27 | Fairbanks | 5-C
| University of Alaska Fairbanks | North Chandalar Drive 1075 | WATERPROOF FOUNDATIONS AND SITE DRAINS | 49000 | 555847476.27 | 49000 | 555847476.27 | Fairbanks | 5-C
| University of Alaska Fairbanks | North Chandalar Drive 1082 | CORRECT SUB GRADE/DRAINAGE/ CONCRETE GUTTERS/SITE DRAINS | 171000 | 556018476.27 | 171000 | 556018476.27 | Fairbanks | 5-C
| University of Alaska Fairbanks | North Chandalar Drive 1082 | ELECTRICAL DISTRIBUTION CODE CORRECTIONS/GROUNDING | 137772 | 556156248.27 | 137772 | 556156248.27 | Fairbanks | 5-C
| University of Alaska Fairbanks | North Chandalar Drive 1082 | GARBAGE PAD AND FENCING | 12000 | 556168248.27 | 12000 | 556168248.27 | Fairbanks | 5-C
| University of Alaska Fairbanks | North Chandalar Drive 1082 | INSTALL HRV'S 3 @$20K PER UNIT | 60000 | 556228248.27 | 60000 | 556228248.27 | Fairbanks | 5-C
| University of Alaska Fairbanks | North Chandalar Drive 1082 | KITCHEN CABINET/APPLIANCES 3 KITCHEN @ $17K | 51000 | 556279248.27 | 51000 | 556279248.27 | Fairbanks | 5-C
| University of Alaska Fairbanks | North Chandalar Drive 1082 | REFINISH INTERIOR WALLS, FLOORS, CEILINGS | 45000 | 556324248.27 | 45000 | 556324248.27 | Fairbanks | 5-C
| University of Alaska Fairbanks | North Chandalar Drive 1082 | RENEW FIXTURES AND FINISHES IN BATHROOM 3@ $5K | 15000 | 556339248.27 | 15000 | 556339248.27 | Fairbanks | 5-C
| University of Alaska Fairbanks | North Chandalar Drive 1082 | REPAIR ROOF SOFFIT | 6000 | 556345248.27 | 6000 | 556345248.27 | Fairbanks | 5-C
| University of Alaska Fairbanks | North Chandalar Drive 1082 | REPAIR, LEVEL TRANSITION TO GARAGE AND PAVE DRIVES 3 @ $8K PER DRIVEWAY | 24000 | 556369248.27 | 24000 | 556369248.27 | Fairbanks | 5-C
| University of Alaska Fairbanks | North Chandalar Drive 1082 | REPLACE ENTRY STAIRS AND SIDEWALK | 40000 | 556409248.27 | 40000 | 556409248.27 | Fairbanks | 5-C
| University of Alaska Fairbanks | North Chandalar Drive 1082 | REPLACE EXTERIOR DOOR | 8000 | 556417248.27 | 8000 | 556417248.27 | Fairbanks | 5-C
| University of Alaska Fairbanks | North Chandalar Drive 1082 | REPLACE INSULATION/VAPOR BARRIER/SHEETROCK | 140000 | 556557248.27 | 140000 | 556557248.27 | Fairbanks | 5-C
| University of Alaska Fairbanks | North Chandalar Drive 1082 | REPLACE INTERIOR DOOR HARDWARE | 9000 | 556566248.27 | 9000 | 556566248.27 | Fairbanks | 5-C
| University of Alaska Fairbanks | North Chandalar Drive 1082 | REPLACE RESIDENTIAL FIRE ALARM | 20000 | 556586248.27 | 20000 | 556586248.27 | Fairbanks | 5-C
| University of Alaska Fairbanks | North Chandalar Drive 1082 | REPLACE ROOF FLASHING | 12000 | 556598248.27 | 12000 | 556598248.27 | Fairbanks | 5-C
| University of Alaska Fairbanks | North Chandalar Drive 1082 | WATERPROOF FOUNDATIONS AND SITE DRAINS AT WINDOWS FOR EGRESS | 23000 | 556621248.27 | 23000 | 556621248.27 | Fairbanks | 5-C
| University of Alaska Fairbanks | Octagon-Koyukuk (Ski Hut) | REFINISH INTERIOR WALLS, FLOORS AND CEILINGS | 20000 | 556641248.27 | 20000 | 556641248.27 | Fairbanks | 5-C
| University of Alaska Fairbanks | O'Neill Hazmat Building | REPLACE HAZMAT UNIT | 300000 | 556941248.27 | 300000 | 556941248.27 | Fairbanks | 5-C
| University of Alaska Fairbanks | O'Neill, William A. Resources Building | ABATE ACM ACOUSTIC SPRAYED CLASSROOM CEILINGS | 238000 | 557179248.27 | 238000 | 557179248.27 | Fairbanks | 5-C
| University of Alaska Fairbanks | O'Neill, William A. Resources Building | ABATE BURIED FUEL TANK-O'NEILL | 109000 | 557288248.27 | 109000 | 557288248.27 | Fairbanks | 5-C
| University of Alaska Fairbanks | O'Neill, William A. Resources Building | Asbestos Abatement | 937140 | 558225388.27 | 937140 | 558225388.27 | Fairbanks | 5-C
| University of Alaska Fairbanks | O'Neill, William A. Resources Building | CHEMICAL STORAGE ROOM | 700000 | 558925388.27 | 700000 | 558925388.27 | Fairbanks | 5-C
| University of Alaska Fairbanks | O'Neill, William A. Resources Building | CONSTRUCT FIRE WALLS AND SEPARATE RETURN AIR PATHS | 800000 | 559725388.27 | 800000 | 559725388.27 | Fairbanks | 5-C
| University of Alaska Fairbanks | O'Neill, William A. Resources Building | DOORS AND HARDWARE | 674960 | 560400348.27 | 674960 | 560400348.27 | Fairbanks | 5-C
| University of Alaska Fairbanks | O'Neill, William A. Resources Building | ENCLOSE/ADD AIR SHAFT PERMANENT FALL PROTECTION | 361000 | 560761348.27 | 361000 | 560761348.27 | Fairbanks | 5-C
| University of Alaska Fairbanks | O'Neill, William A. Resources Building | ENERGY CONSERVATION LIGHTING UPGRADES | 813250 | 561574598.27 | 813250 | 561574598.27 | Fairbanks | 5-C
| University of Alaska Fairbanks | O'Neill, William A. Resources Building | EXTERIOR ARCHITECTURAL RENOVATIONS | 1138000 | 562712598.27 | 1138000 | 562712598.27 | Fairbanks | 5-C
| University of Alaska Fairbanks | O'Neill, William A. Resources Building | FLOOR TRUSS TO COLUMN SEISMIC CORRECTIONS | 792000 | 563504598.27 | 792000 | 563504598.27 | Fairbanks | 5-C
| University of Alaska Fairbanks | O'Neill, William A. Resources Building | INFILL OFFICE AND SUPPORT SPACE | 2385000 | 565889598.27 | 2385000 | 565889598.27 | Fairbanks | 5-C
| University of Alaska Fairbanks | O'Neill, William A. Resources Building | INSTALL A HEARING LOOP. | 10000 | 565899598.27 | 10000 | 565899598.27 | Fairbanks | 5-C
| University of Alaska Fairbanks | O'Neill, William A. Resources Building | INSTALL CONDENSATE VENT | 172000 | 566071598.27 | 172000 | 566071598.27 | Fairbanks | 5-C
| University of Alaska Fairbanks | O'Neill, William A. Resources Building | INSTALL HEAT RECOVERY SYSTEM | 1026740 | 567098338.27 | 1026740 | 567098338.27 | Fairbanks | 5-C
| University of Alaska Fairbanks | O'Neill, William A. Resources Building | INSTALL VIDEO SURVEILLANCE SYSTEM | 612040 | 567710378.27 | 612040 | 567710378.27 | Fairbanks | 5-C
| University of Alaska Fairbanks | O'Neill, William A. Resources Building | INSULATE / FINISH SERVICE TOWERS | 982000 | 568692378.27 | 982000 | 568692378.27 | Fairbanks | 5-C
| University of Alaska Fairbanks | O'Neill, William A. Resources Building | ISOLATE LABS FROM COMMON INTERSTITIAL SPACE AND ADJACENT OFFICES AND CORRIDORS FOR CODE AND AIR QUALITY COMPLIANCE. | 10441000 | 579133378.27 | 10441000 | 579133378.27 | Fairbanks | 5-C
| University of Alaska Fairbanks | O'Neill, William A. Resources Building | LAB ELECTRICAL CODE CORRECTIONS | 972000 | 580105378.27 | 972000 | 580105378.27 | Fairbanks | 5-C
| University of Alaska Fairbanks | O'Neill, William A. Resources Building | LAB PLUMBING UPGRADE | 617000 | 580722378.27 | 617000 | 580722378.27 | Fairbanks | 5-C
| University of Alaska Fairbanks | O'Neill, William A. Resources Building | O'NEILL ELEVATOR MODERNIZATION (#44) | 350000 | 581072378.27 | 350000 | 581072378.27 | Fairbanks | 5-C
| University of Alaska Fairbanks | O'Neill, William A. Resources Building | RENOVATE ELECTRICAL SERVICE | 2330000 | 583402378.27 | 2330000 | 583402378.27 | Fairbanks | 5-C
| University of Alaska Fairbanks | O'Neill, William A. Resources Building | RENOVATE LAB CASEWORK AND FINISHES | 1000000 | 584402378.27 | 1000000 | 584402378.27 | Fairbanks | 5-C
| University of Alaska Fairbanks | O'Neill, William A. Resources Building | RENOVATE ROOM FINISHES | 2163000 | 586565378.27 | 2163000 | 586565378.27 | Fairbanks | 5-C
| University of Alaska Fairbanks | O'Neill, William A. Resources Building | RENOVATE THE EXISING RESTOOM TO MODERNIZE, IMPROVE ADA AND THE AVIAILBITY OF GENDER -INCLUSIVE RESTROOMS | 550000 | 587115378.27 | 550000 | 587115378.27 | Fairbanks | 5-C
| University of Alaska Fairbanks | O'Neill, William A. Resources Building | REPLACE DATA/TELECOM SYSTEM | 2137995 | 589253373.27 | 2137995 | 589253373.27 | Fairbanks | 5-C
| University of Alaska Fairbanks | O'Neill, William A. Resources Building | REPLACE ELECTRICAL SWITCHES AND OUTLETS; ADD GFCA | 1601600 | 590854973.27 | 1601600 | 590854973.27 | Fairbanks | 5-C
| University of Alaska Fairbanks | O'Neill, William A. Resources Building | REPLACE EXTERIOR EGRESS DOORS, INSULATED | 161000 | 591015973.27 | 161000 | 591015973.27 | Fairbanks | 5-C
| University of Alaska Fairbanks | O'Neill, William A. Resources Building | REPLACE FIRE ALARM SYSTEM | 214000 | 591229973.27 | 214000 | 591229973.27 | Fairbanks | 5-C
| University of Alaska Fairbanks | O'Neill, William A. Resources Building | REPLACE HVAC SYSTEM-FANS, DUCTS, VAV'S | 3557000 | 594786973.27 | 3557000 | 594786973.27 | Fairbanks | 5-C
| University of Alaska Fairbanks | O'Neill, William A. Resources Building | REPLACE HYDRONIC HEATING SYSTEM AND ADD PERIMETER HEATING | 3359800 | 598146773.27 | 3359800 | 598146773.27 | Fairbanks | 5-C
| University of Alaska Fairbanks | O'Neill, William A. Resources Building | REPLACE SPRINKLER SYSTEM | 1284640 | 599431413.27 | 1284640 | 599431413.27 | Fairbanks | 5-C
| University of Alaska Fairbanks | O'Neill, William A. Resources Building | REPLACE UNBRACED OLD CEILING SYSTEM | 1091000 | 600522413.27 | 1091000 | 600522413.27 | Fairbanks | 5-C
| University of Alaska Fairbanks | O'Neill, William A. Resources Building | REPLACE WATER LINES AND EQUIPMENT | 1522995 | 602045408.27 | 1522995 | 602045408.27 | Fairbanks | 5-C
| University of Alaska Fairbanks | O'Neill, William A. Resources Building | RETROFIT HVAC CONTROLS WITH DDC CONTROLS | 546000 | 602591408.27 | 546000 | 602591408.27 | Fairbanks | 5-C
| University of Alaska Fairbanks | O'Neill, William A. Resources Building | REVITALIZATION DESIGN | 643000 | 603234408.27 | 643000 | 603234408.27 | Fairbanks | 5-C
| University of Alaska Fairbanks | O'Neill, William A. Resources Building | SEISMIC UPGRADES AND BRACING | 1308000 | 604542408.27 | 1308000 | 604542408.27 | Fairbanks | 5-C
| University of Alaska Fairbanks | O'Neill, William A. Resources Building | SITE REMEDIATION | 84000 | 604626408.27 | 84000 | 604626408.27 | Fairbanks | 5-C
| University of Alaska Fairbanks | O'Neill, William A. Resources Building | STAIR REPLACMENT | 200000 | 604826408.27 | 200000 | 604826408.27 | Fairbanks | 5-C
| University of Alaska Fairbanks | O'Neill, William A. Resources Building | STAIRWELL AND BUILDING ENTRANCE RENOVATIONS | 427400 | 605253808.27 | 427400 | 605253808.27 | Fairbanks | 5-C
| University of Alaska Fairbanks | O'Neill, William A. Resources Building | SWITCHGEAR REPLACEMENT | 880000 | 606133808.27 | 880000 | 606133808.27 | Fairbanks | 5-C
| University of Alaska Fairbanks | O'Neill, William A. Resources Building | UPGRADE BUILDING COOLING SYSTEM | 826000 | 606959808.27 | 826000 | 606959808.27 | Fairbanks | 5-C
| University of Alaska Fairbanks | O'Neill, William A. Resources Building | UPGRADE DATA AND ELECTRICAL UTILITY ACCESS | 230000 | 607189808.27 | 230000 | 607189808.27 | Fairbanks | 5-C
| University of Alaska Fairbanks | Patty Ice Arena | ADD AN ADA RESTROOM ON THE FIRST FLOOR | 150000 | 607339808.27 | 150000 | 607339808.27 | Fairbanks | 5-C
| University of Alaska Fairbanks | Patty Ice Arena | INSTALL ALTHETIC FLOORING IN THE SECOND FLOOR SPIN ROOM, ROOM 203 | 50000 | 607389808.27 | 50000 | 607389808.27 | Fairbanks | 5-C
| University of Alaska Fairbanks | Patty Ice Arena | PROVIDE A ELEVATOR | 500000 | 607889808.27 | 500000 | 607889808.27 | Fairbanks | 5-C
| University of Alaska Fairbanks | Patty Ice Arena | REPAIR SITE DRAINAGE ON THE NORTH EAST | 170000 | 608059808.27 | 170000 | 608059808.27 | Fairbanks | 5-C
| University of Alaska Fairbanks | Patty Ice Arena | REPLACE ICE EQUIPMENT -COMPRESSORS, PIPING, CONTROLS | 3570000 | 611629808.27 | 3570000 | 611629808.27 | Fairbanks | 5-C
| University of Alaska Fairbanks | Patty Ice Arena | REPLACE LOWER LEVEL DOOR AND ADD RELITES | 180000 | 611809808.27 | 180000 | 611809808.27 | Fairbanks | 5-C
| University of Alaska Fairbanks | Patty Ice Arena | REVITALIZE INTERIOR FINISHES: PAINT AND FLOORING | 250000 | 612059808.27 | 250000 | 612059808.27 | Fairbanks | 5-C
| University of Alaska Fairbanks | Patty Ice Arena | SPINKELER HEADS REPLACEMENT IN THE ICE ARENA | 200000 | 612259808.27 | 200000 | 612259808.27 | Fairbanks | 5-C
| University of Alaska Fairbanks | Patty Ice Arena | TEAM ROOM REMODELING | 605000 | 612864808.27 | 605000 | 612864808.27 | Fairbanks | 5-C
| University of Alaska Fairbanks | Patty Ice Arena | UPGRADE HVAC SYSTEMS (EXPAND PENTHOUSE) | 5000000 | 617864808.27 | 5000000 | 617864808.27 | Fairbanks | 5-C
| University of Alaska Fairbanks | Patty, Ernest N. Center | ADD AN ELEVATOR OR WHEELCHAIR LIFT. | 150000 | 618014808.27 | 150000 | 618014808.27 | Fairbanks | 5-C
| University of Alaska Fairbanks | Patty, Ernest N. Center | BUILDING ENVELOPE IMPROVEMENT | 1600000 | 619614808.27 | 1600000 | 619614808.27 | Fairbanks | 5-C
| University of Alaska Fairbanks | Patty, Ernest N. Center | FIRE RATE STRUCTURE | 1800000 | 621414808.27 | 1800000 | 621414808.27 | Fairbanks | 5-C
| University of Alaska Fairbanks | Patty, Ernest N. Center | IMPROVE FIRE EGRESS FROM PATTY CENTER | 813000 | 622227808.27 | 813000 | 622227808.27 | Fairbanks | 5-C
| University of Alaska Fairbanks | Patty, Ernest N. Center | IMPROVE THE NORTH PARKING LOT FOR ADA | 122000 | 622349808.27 | 122000 | 622349808.27 | Fairbanks | 5-C
| University of Alaska Fairbanks | Patty, Ernest N. Center | INSTALL EXTERIOR LIGHTING | 97000 | 622446808.27 | 97000 | 622446808.27 | Fairbanks | 5-C
| University of Alaska Fairbanks | Patty, Ernest N. Center | MODIFY RAMP TO VESTIBULE 100V1 | 720000 | 623166808.27 | 720000 | 623166808.27 | Fairbanks | 5-C
| University of Alaska Fairbanks | Patty, Ernest N. Center | POOL REFURSHIMENT | 7000000 | 630166808.27 | 7000000 | 630166808.27 | Fairbanks | 5-C
| University of Alaska Fairbanks | Patty, Ernest N. Center | PROVIDE A CURB RAMP AND ACCESSIBLE PARKING WITH PLUG-IN. | 25000 | 630191808.27 | 25000 | 630191808.27 | Fairbanks | 5-C
| University of Alaska Fairbanks | Patty, Ernest N. Center | RENEW BUILDING HVAC AND HYDRONIC SYSTEM. SEPARATE THE BUILDING AND POOL MECHANICAL SYSTEM. | 5625000 | 635816808.27 | 5625000 | 635816808.27 | Fairbanks | 5-C
| University of Alaska Fairbanks | Patty, Ernest N. Center | RENOVATE ATHLETICS SCORE DISPLAYS | 142000 | 635958808.27 | 142000 | 635958808.27 | Fairbanks | 5-C
| University of Alaska Fairbanks | Patty, Ernest N. Center | RENOVATE EXTERIOR FINISH AND VAPOR BARRIER | 2900000 | 638858808.27 | 2900000 | 638858808.27 | Fairbanks | 5-C
| University of Alaska Fairbanks | Patty, Ernest N. Center | RENOVATE LOCKER ROOM SHOWERS | 1850000 | 640708808.27 | 1850000 | 640708808.27 | Fairbanks | 5-C
| University of Alaska Fairbanks | Patty, Ernest N. Center | RENOVATE NCAA DIV.1 RIFLE RANGE AND EQUIPMENT | 1000000 | 641708808.27 | 1000000 | 641708808.27 | Fairbanks | 5-C
| University of Alaska Fairbanks | Patty, Ernest N. Center | RENOVATE OLD PLUMBING | 4000000 | 645708808.27 | 4000000 | 645708808.27 | Fairbanks | 5-C
| University of Alaska Fairbanks | Patty, Ernest N. Center | REPAINT CONCRETE WALLS | 145000 | 645853808.27 | 145000 | 645853808.27 | Fairbanks | 5-C
| University of Alaska Fairbanks | Patty, Ernest N. Center | REPLACE GYM FLOOR | 600000 | 646453808.27 | 600000 | 646453808.27 | Fairbanks | 5-C
| University of Alaska Fairbanks | Patty, Ernest N. Center | REPLACE STOREFRONTS | 450000 | 646903808.27 | 450000 | 646903808.27 | Fairbanks | 5-C
| University of Alaska Fairbanks | Patty, Ernest N. Center | REPLACE SUSPENDED CEILINGS | 422000 | 647325808.27 | 422000 | 647325808.27 | Fairbanks | 5-C
| University of Alaska Fairbanks | Patty, Ernest N. Center | RESTROOM UPGRADE | 1300000 | 648625808.27 | 1300000 | 648625808.27 | Fairbanks | 5-C
| University of Alaska Fairbanks | Patty, Ernest N. Center | REVITALIZE INTERIOR FINISHES | 2132000 | 650757808.27 | 2132000 | 650757808.27 | Fairbanks | 5-C
| University of Alaska Fairbanks | Patty, Ernest N. Center | ROOF REPAIRS | 650000 | 651407808.27 | 650000 | 651407808.27 | Fairbanks | 5-C
| University of Alaska Fairbanks | Patty, Ernest N. Center | UPGRADE FIRE ALARM SYSTEM | 250000 | 651657808.27 | 250000 | 651657808.27 | Fairbanks | 5-C
| University of Alaska Fairbanks | Patty, Ernest N. Center | UPGRADE LOCKER ROOM 114 AND 110 | 1500000 | 653157808.27 | 1500000 | 653157808.27 | Fairbanks | 5-C
| University of Alaska Fairbanks | Patty, Ernest N. Center | UPGRADE RESTROOMS AND ADA ACCESIBBLE STALLS | 550000 | 653707808.27 | 550000 | 653707808.27 | Fairbanks | 5-C
| University of Alaska Fairbanks | Patty, Ernest N. Center | UPGRADE SPRINKLER SYSTEM | 1265715 | 654973523.27 | 1265715 | 654973523.27 | Fairbanks | 5-C
| University of Alaska Fairbanks | Physical Plant | ARCHITECTURAL REPAIRS: INTERIOR FINISHES REFURB | 650000 | 655623523.27 | 650000 | 655623523.27 | Fairbanks | 5-C
| University of Alaska Fairbanks | Physical Plant | ELECTRICAL SYSTEM REPLACEMENT | 150000 | 655773523.27 | 150000 | 655773523.27 | Fairbanks | 5-C
| University of Alaska Fairbanks | Physical Plant | FIRE ALARM REPLACEMENT | 200000 | 655973523.27 | 200000 | 655973523.27 | Fairbanks | 5-C
| University of Alaska Fairbanks | Physical Plant | FIRE EGRESS CORRECTIONS/STAIRWELL REPLACEMENT | 650000 | 656623523.27 | 650000 | 656623523.27 | Fairbanks | 5-C
| University of Alaska Fairbanks | Physical Plant | HAZARDOUS MATERIALS ABATEMENT | 150000 | 656773523.27 | 150000 | 656773523.27 | Fairbanks | 5-C
| University of Alaska Fairbanks | Physical Plant | INSTALL EMERGENCY POWER | 515000 | 657288523.27 | 515000 | 657288523.27 | Fairbanks | 5-C
| University of Alaska Fairbanks | Physical Plant | MECHANICAL SYSTEM REPLACEMENT IN NORTHWEST OF BUILDING | 1250000 | 658538523.27 | 1250000 | 658538523.27 | Fairbanks | 5-C
| University of Alaska Fairbanks | Physical Plant | NW QUADRANT LIGHTING REPLACEMENT | 125000 | 658663523.27 | 125000 | 658663523.27 | Fairbanks | 5-C
| University of Alaska Fairbanks | Physical Plant | PHYSICAL PLANT PARKING LOT: RESURFACE/ASPHALT | 650000 | 659313523.27 | 650000 | 659313523.27 | Fairbanks | 5-C
| University of Alaska Fairbanks | Physical Plant | REPLACE APPROX.2478 SF OF BUR. ROOF APPROX. 48 YEARS OLD | 100000 | 659413523.27 | 100000 | 659413523.27 | Fairbanks | 5-C
| University of Alaska Fairbanks | Physical Plant | REPLACE LIFT STATION IN UTILIDOR | 125000 | 659538523.27 | 125000 | 659538523.27 | Fairbanks | 5-C
| University of Alaska Fairbanks | Physical Plant | STRUCTURAL IMPROVEMENTS | 1250000 | 660788523.27 | 1250000 | 660788523.27 | Fairbanks | 5-C
| University of Alaska Fairbanks | Rainey-Skarland Cabin | DOOR AND WINDOW REPLACEMENT | 26000 | 660814523.27 | 26000 | 660814523.27 | Fairbanks | 5-C
| University of Alaska Fairbanks | Rainey-Skarland Cabin | KITCHEN REMODEL (TO PERIOD CONDITION) | 20000 | 660834523.27 | 20000 | 660834523.27 | Fairbanks | 5-C
| University of Alaska Fairbanks | Rainey-Skarland Cabin | LOWER COURSE LOG REPLACEMENT | 26000 | 660860523.27 | 26000 | 660860523.27 | Fairbanks | 5-C
| University of Alaska Fairbanks | Rainey-Skarland Cabin | UTILIDOR TIE-IN HYDRONIC HEAT | 80000 | 660940523.27 | 80000 | 660940523.27 | Fairbanks | 5-C
| University of Alaska Fairbanks | Rasmuson, Elmer E. Library | AIR HANDLING UNIT REPLACEMENT | 150000 | 661090523.27 | 150000 | 661090523.27 | Fairbanks | 5-C
| University of Alaska Fairbanks | Rasmuson, Elmer E. Library | CARPET/FLOORING REPLACEMENT ALL 6 FLOORS 178,686 GSF | 1786860 | 662877383.27 | 1786860 | 662877383.27 | Fairbanks | 5-C
| University of Alaska Fairbanks | Rasmuson, Elmer E. Library | CORRECT DRAINAGE ON ADA ACCESSIBLE RAMP. | 225000 | 663102383.27 | 225000 | 663102383.27 | Fairbanks | 5-C
| University of Alaska Fairbanks | Rasmuson, Elmer E. Library | FIRE ALARM REPLACEMENT | 485000 | 663587383.27 | 485000 | 663587383.27 | Fairbanks | 5-C
| University of Alaska Fairbanks | Rasmuson, Elmer E. Library | RARE BOOK COOLER REPAIRS | 205000 | 663792383.27 | 205000 | 663792383.27 | Fairbanks | 5-C
| University of Alaska Fairbanks | Rasmuson, Elmer E. Library | RASMUSON STUDENT SUCCESS CENTER | 1500000 | 665292383.27 | 1500000 | 665292383.27 | Fairbanks | 5-C
| University of Alaska Fairbanks | Rasmuson, Elmer E. Library | RESTROOM UPGRADETO MODERNIZE , TO GENDER INCLUSIVE RESTROOMS TO SIGNGLE ROOM RESTROOMS AND IMPROVE ADA ACCESSIBLITY | 650000 | 665942383.27 | 650000 | 665942383.27 | Fairbanks | 5-C
| University of Alaska Fairbanks | Rasmuson, Elmer E. Library | ROOF REPLACEMENT | 770000 | 666712383.27 | 770000 | 666712383.27 | Fairbanks | 5-C
| University of Alaska Fairbanks | Rasmuson, Elmer E. Library | UPGRADE THE STUDY CARRES | 350000 | 667062383.27 | 350000 | 667062383.27 | Fairbanks | 5-C
| University of Alaska Fairbanks | Reichardt, Paul B. Building | ADD A GENDER INCLUSIVE RESTROOM. | 200000 | 667262383.27 | 200000 | 667262383.27 | Fairbanks | 5-C
| University of Alaska Fairbanks | Reichardt, Paul B. Building | DETERMINE THE REQUIRED NUMBER OF ADA SEATS | 2000 | 667264383.27 | 2000 | 667264383.27 | Fairbanks | 5-C
| University of Alaska Fairbanks | Reichardt, Paul B. Building | ENERGY HEAT RECOVERY | 217000 | 667481383.27 | 217000 | 667481383.27 | Fairbanks | 5-C
| University of Alaska Fairbanks | Reichardt, Paul B. Building | FACILITY CONDITION ASSESSMENT | 75000 | 667556383.27 | 75000 | 667556383.27 | Fairbanks | 5-C
| University of Alaska Fairbanks | Reichardt, Paul B. Building | FLOORING REPLACEMENT IN ALL PUBLIC SPACES WITH 2'X2' TILES. | 350000 | 667906383.27 | 350000 | 667906383.27 | Fairbanks | 5-C
| University of Alaska Fairbanks | Reichardt, Paul B. Building | INSTALL ADA OPERATOR TO OPEN THE DOUBLE SET OF DOORS. | 65000 | 667971383.27 | 65000 | 667971383.27 | Fairbanks | 5-C
| University of Alaska Fairbanks | Reichardt, Paul B. Building | INSTALL HEARING LOOP. | 10000 | 667981383.27 | 10000 | 667981383.27 | Fairbanks | 5-C
| University of Alaska Fairbanks | Reichardt, Paul B. Building | MODIFY RESTROOM TO IMPROVE ADA ACCESSIBLITY | 550000 | 668531383.27 | 550000 | 668531383.27 | Fairbanks | 5-C
| University of Alaska Fairbanks | Reichardt, Paul B. Building | NEW DIVIDER WALL | 400000 | 668931383.27 | 400000 | 668931383.27 | Fairbanks | 5-C
| University of Alaska Fairbanks | Reichardt, Paul B. Building | RE-FINISH WOOD CASEWORK IN THE PUBLIC AREA | 65000 | 668996383.27 | 65000 | 668996383.27 | Fairbanks | 5-C
| University of Alaska Fairbanks | Reichardt, Paul B. Building | RESTROOM FIXTURES AND FINISHES REPLACEMENT | 712000 | 669708383.27 | 712000 | 669708383.27 | Fairbanks | 5-C
| University of Alaska Fairbanks | Reichardt, Paul B. Building | ROOF REPLACEMENT | 2200000 | 671908383.27 | 2200000 | 671908383.27 | Fairbanks | 5-C
| University of Alaska Fairbanks | Rifle Range Shelter | BULLET BARRICADES REPLACEMENT | 473000 | 672381383.27 | 473000 | 672381383.27 | Fairbanks | 5-C
| University of Alaska Fairbanks | Rifle Range Shelter | STORAGE STRUCTURES REPLACEMENT | 354000 | 672735383.27 | 354000 | 672735383.27 | Fairbanks | 5-C
| University of Alaska Fairbanks | Signers' Hall | ADD A SECURITY DOOR ON THE SIGNERS' SIDE OF THE ELEVATOR & UNLOCK THE EIELSON DOOR. | 50000 | 672785383.27 | 50000 | 672785383.27 | Fairbanks | 5-C
| University of Alaska Fairbanks | Signers' Hall | BUILDING ENVELOPE UPGRADE | 2100000 | 674885383.27 | 2100000 | 674885383.27 | Fairbanks | 5-C
| University of Alaska Fairbanks | Signers' Hall | CARPET REPLACEMENT | 250000 | 675135383.27 | 250000 | 675135383.27 | Fairbanks | 5-C
| University of Alaska Fairbanks | Signers' Hall | CLERESTORY GLARE CONTROL INSTALLMENT | 33000 | 675168383.27 | 33000 | 675168383.27 | Fairbanks | 5-C
| University of Alaska Fairbanks | Signers' Hall | ELECTRICAL CODE WORK | 650000 | 675818383.27 | 650000 | 675818383.27 | Fairbanks | 5-C
| University of Alaska Fairbanks | Signers' Hall | EMERGENCY LIGHTING INSTALLATION | 325000 | 676143383.27 | 325000 | 676143383.27 | Fairbanks | 5-C
| University of Alaska Fairbanks | Signers' Hall | EXTERIOR STAIR REPLACEMENT | 162000 | 676305383.27 | 162000 | 676305383.27 | Fairbanks | 5-C
| University of Alaska Fairbanks | Signers' Hall | FA SYSTEM REPLACEMENT | 350000 | 676655383.27 | 350000 | 676655383.27 | Fairbanks | 5-C
| University of Alaska Fairbanks | Signers' Hall | HVAC SYSTEMS AND HEAT EXCHANGE UPGRADES | 450000 | 677105383.27 | 450000 | 677105383.27 | Fairbanks | 5-C
| University of Alaska Fairbanks | Signers' Hall | INSTALL HANDRAILS. | 85000 | 677190383.27 | 85000 | 677190383.27 | Fairbanks | 5-C
| University of Alaska Fairbanks | Signers' Hall | LIGHTING SYSTEMS UPGRADES | 300000 | 677490383.27 | 300000 | 677490383.27 | Fairbanks | 5-C
| University of Alaska Fairbanks | Signers' Hall | PLUMBING SYSTEMS UPGRADES | 400000 | 677890383.27 | 400000 | 677890383.27 | Fairbanks | 5-C
| University of Alaska Fairbanks | Signers' Hall | REBUILD THE RAMPS & INSTALL HANDRAILS. | 80000 | 677970383.27 | 80000 | 677970383.27 | Fairbanks | 5-C
| University of Alaska Fairbanks | Signers' Hall | SECURITY SYSTEM UPGRADE | 160000 | 678130383.27 | 160000 | 678130383.27 | Fairbanks | 5-C
| University of Alaska Fairbanks | Signers' Hall | SPRINKLER SYSTEM UPGRADE & BACKFLOW PREVENTER INSTALLATION | 90000 | 678220383.27 | 90000 | 678220383.27 | Fairbanks | 5-C
| University of Alaska Fairbanks | Signers' Hall | WINDOW, STOREFRONT, AND DOOR REPLACEMENT | 550000 | 678770383.27 | 550000 | 678770383.27 | Fairbanks | 5-C
| University of Alaska Fairbanks | Skarland, Ivar Hall | ADA MODIDIFICATION FOR ROOM 105, 107 AND 109 | 250000 | 679020383.27 | 250000 | 679020383.27 | Fairbanks | 5-C
| University of Alaska Fairbanks | Skarland, Ivar Hall | CONVERT PNEUMATIC CONTROLS TO DIRECT DIGITAL CONTROLS | 450000 | 679470383.27 | 450000 | 679470383.27 | Fairbanks | 5-C
| University of Alaska Fairbanks | Skarland, Ivar Hall | PROVIDE FRONT LOAD WASHING MACHINE AT THIRD FLOOR LAUNDRY. | 5000 | 679475383.27 | 5000 | 679475383.27 | Fairbanks | 5-C
| University of Alaska Fairbanks | Skarland, Ivar Hall | UPPER DORMITORY EMERGENCY EGRESS CODE CORRECTIONS | 580000 | 680055383.27 | 580000 | 680055383.27 | Fairbanks | 5-C
| University of Alaska Fairbanks | Stevens, Morton Hall | FAN ROOM UPGRADE | 450000 | 680505383.27 | 450000 | 680505383.27 | Fairbanks | 5-C
| University of Alaska Fairbanks | Stevens, Morton Hall | FLOORING AND FINISHES UPGRADE | 250000 | 680755383.27 | 250000 | 680755383.27 | Fairbanks | 5-C
| University of Alaska Fairbanks | Stevens, Morton Hall | PROVIDE A WHEELCHAIR LIFT. | 95000 | 680850383.27 | 95000 | 680850383.27 | Fairbanks | 5-C
| University of Alaska Fairbanks | Stevens, Morton Hall | RENOVATE RESTROOM 200R1 TO IMPROVE ACCESSIBLITY | 85000 | 680935383.27 | 85000 | 680935383.27 | Fairbanks | 5-C
| University of Alaska Fairbanks | Stevens, Morton Hall | RESTROOM UPGRADE | 730000 | 681665383.27 | 730000 | 681665383.27 | Fairbanks | 5-C
| University of Alaska Fairbanks | Stevens, Morton Hall | STEAM PIPING UPGRADE | 25000 | 681690383.27 | 25000 | 681690383.27 | Fairbanks | 5-C
| University of Alaska Fairbanks | Stevens, Morton Hall | STOREFRONT REPLACEMENT | 185000 | 681875383.27 | 185000 | 681875383.27 | Fairbanks | 5-C
| University of Alaska Fairbanks | Stevens, Morton Hall | WINDOW REPLACEMENT | 240000 | 682115383.27 | 240000 | 682115383.27 | Fairbanks | 5-C
| University of Alaska Fairbanks | Stuart, Walter T. Hall | ENTRY STAIRS REPAIRS | 80000 | 682195383.27 | 80000 | 682195383.27 | Fairbanks | 5-C
| University of Alaska Fairbanks | Stuart, Walter T. Hall | HANDRAIL REPAIRS | 33000 | 682228383.27 | 33000 | 682228383.27 | Fairbanks | 5-C
| University of Alaska Fairbanks | Stuart, Walter T. Hall | HVAC REPAIRS | 274000 | 682502383.27 | 274000 | 682502383.27 | Fairbanks | 5-C
| University of Alaska Fairbanks | Stuart, Walter T. Hall | KITCHEN EXHAUST FANS REPAIRS | 31000 | 682533383.27 | 31000 | 682533383.27 | Fairbanks | 5-C
| University of Alaska Fairbanks | Stuart, Walter T. Hall | MECHANICAL ROOM VENTILATION | 250000 | 682783383.27 | 250000 | 682783383.27 | Fairbanks | 5-C
| University of Alaska Fairbanks | Stuart, Walter T. Hall | PAINT EXTERIOR SURFACES | 104000 | 682887383.27 | 104000 | 682887383.27 | Fairbanks | 5-C
| University of Alaska Fairbanks | Stuart, Walter T. Hall | REFINISH INTERIOR WALLS, FLOORS, CEILINGS | 202000 | 683089383.27 | 202000 | 683089383.27 | Fairbanks | 5-C
| University of Alaska Fairbanks | Stuart, Walter T. Hall | RENEW ELECTRICAL DISTRIBUTION | 373800 | 683463183.27 | 373800 | 683463183.27 | Fairbanks | 5-C
| University of Alaska Fairbanks | Stuart, Walter T. Hall | REPLACE BASE MOLDING | 37000 | 683500183.27 | 37000 | 683500183.27 | Fairbanks | 5-C
| University of Alaska Fairbanks | Stuart, Walter T. Hall | REPLACE BASEBOARD HEATER COVER | 200000 | 683700183.27 | 200000 | 683700183.27 | Fairbanks | 5-C
| University of Alaska Fairbanks | Stuart, Walter T. Hall | REPLACE EXTERIOR DOOR | 31000 | 683731183.27 | 31000 | 683731183.27 | Fairbanks | 5-C
| University of Alaska Fairbanks | Stuart, Walter T. Hall | REPLACE FLOOR HEATERS | 150000 | 683881183.27 | 150000 | 683881183.27 | Fairbanks | 5-C
| University of Alaska Fairbanks | Stuart, Walter T. Hall | REPLACE LIGHTS | 69000 | 683950183.27 | 69000 | 683950183.27 | Fairbanks | 5-C
| University of Alaska Fairbanks | Stuart, Walter T. Hall | REPLACE SHOWER STALLS | 92000 | 684042183.27 | 92000 | 684042183.27 | Fairbanks | 5-C
| University of Alaska Fairbanks | Stuart, Walter T. Hall | REPLACE TOILET FIXTURE | 92000 | 684134183.27 | 92000 | 684134183.27 | Fairbanks | 5-C
| University of Alaska Fairbanks | Stuart, Walter T. Hall | REPLACE TRIM | 37000 | 684171183.27 | 37000 | 684171183.27 | Fairbanks | 5-C
| University of Alaska Fairbanks | Student Recreation Center | CONSTRUCT PAVED ROAD FOR FIRE LANE FROM GATE TO WEST OF BLDG. | 250000 | 684421183.27 | 250000 | 684421183.27 | Fairbanks | 5-C
| University of Alaska Fairbanks | Student Recreation Center | INSTALL WATER FOUNTAIN SKIRTS ONTO WATER FOUNTAINS. | 10000 | 684431183.27 | 10000 | 684431183.27 | Fairbanks | 5-C
| University of Alaska Fairbanks | Student Recreation Center | REPAIR HEATING SYSTEM | 400000 | 684831183.27 | 400000 | 684831183.27 | Fairbanks | 5-C
| University of Alaska Fairbanks | Student Recreation Center | RESTROOM/SHOWER/LOCKER RENOVATION STUDY | 50000 | 684881183.27 | 50000 | 684881183.27 | Fairbanks | 5-C
| University of Alaska Fairbanks | Sustainable Student Housing Village 1 | MISC. | 10000 | 684891183.27 | 10000 | 684891183.27 | Fairbanks | 5-C
| University of Alaska Fairbanks | Sustainable Student Housing Village 2 | MISC. | 10000 | 684901183.27 | 10000 | 684901183.27 | Fairbanks | 5-C
| University of Alaska Fairbanks | Sustainable Student Housing Village 3 | MISC. | 10000 | 684911183.27 | 10000 | 684911183.27 | Fairbanks | 5-C
| University of Alaska Fairbanks | Sustainable Student Housing Village 4 | MISC. | 10000 | 684921183.27 | 10000 | 684921183.27 | Fairbanks | 5-C
| University of Alaska Fairbanks | Tanana Loop 1654 | CORRECT DEFICIENCIES/ CONDITION/SUB GRADE/DRAINAGE | 153000 | 685074183.27 | 153000 | 685074183.27 | Fairbanks | 5-C
| University of Alaska Fairbanks | Tanana Loop 1654 | ELECTRICAL DISTRIBUTION CODE CORRECTIONS/GROUNDING | 137256 | 685211439.27 | 137256 | 685211439.27 | Fairbanks | 5-C
| University of Alaska Fairbanks | Tanana Loop 1654 | INSTALL AIR TO AIR HEAT EXCHANGER | 31000 | 685242439.27 | 31000 | 685242439.27 | Fairbanks | 5-C
| University of Alaska Fairbanks | Tanana Loop 1654 | KITCHEN CABINET/APPLIANCES | 67000 | 685309439.27 | 67000 | 685309439.27 | Fairbanks | 5-C
| University of Alaska Fairbanks | Tanana Loop 1654 | PIPE INSULATION | 20000 | 685329439.27 | 20000 | 685329439.27 | Fairbanks | 5-C
| University of Alaska Fairbanks | Tanana Loop 1654 | PLUMBING REPLACEMENT | 80000 | 685409439.27 | 80000 | 685409439.27 | Fairbanks | 5-C
| University of Alaska Fairbanks | Tanana Loop 1654 | REFINISH INTERIOR WALLS, FLOORS, CEILINGS | 86000 | 685495439.27 | 86000 | 685495439.27 | Fairbanks | 5-C
| University of Alaska Fairbanks | Tanana Loop 1654 | RENEW FIXTURES AND FINISHES IN BATHROOM | 55000 | 685550439.27 | 55000 | 685550439.27 | Fairbanks | 5-C
| University of Alaska Fairbanks | Tanana Loop 1654 | REPAIR ACOUSTIC CEILING | 6000 | 685556439.27 | 6000 | 685556439.27 | Fairbanks | 5-C
| University of Alaska Fairbanks | Tanana Loop 1654 | REPAIR ROOF SOFFIT | 6000 | 685562439.27 | 6000 | 685562439.27 | Fairbanks | 5-C
| University of Alaska Fairbanks | Tanana Loop 1654 | REPAIR SPALLING SIDEWALK | 8000 | 685570439.27 | 8000 | 685570439.27 | Fairbanks | 5-C
| University of Alaska Fairbanks | Tanana Loop 1654 | REPLACE CARPET | 49000 | 685619439.27 | 49000 | 685619439.27 | Fairbanks | 5-C
| University of Alaska Fairbanks | Tanana Loop 1654 | REPLACE EXTERIOR DOOR | 8000 | 685627439.27 | 8000 | 685627439.27 | Fairbanks | 5-C
| University of Alaska Fairbanks | Tanana Loop 1654 | REPLACE RESIDENTIAL FIRE ALARM | 40000 | 685667439.27 | 40000 | 685667439.27 | Fairbanks | 5-C
| University of Alaska Fairbanks | Tanana Loop 1654 | REPLACE ROOF FLASHING | 12000 | 685679439.27 | 12000 | 685679439.27 | Fairbanks | 5-C
| University of Alaska Fairbanks | Tanana Loop 1654 | REPLACE WINDOW | 30000 | 685709439.27 | 30000 | 685709439.27 | Fairbanks | 5-C
| University of Alaska Fairbanks | Tanana Loop 1662 | CORRECT DEFICIENCIES/ CONDITION/SUB GRADE/DRAINAGE | 153000 | 685862439.27 | 153000 | 685862439.27 | Fairbanks | 5-C
| University of Alaska Fairbanks | Tanana Loop 1662 | ELECTRICAL DISTRIBUTION CODE CORRECTIONS/GROUNDING | 137256 | 685999695.27 | 137256 | 685999695.27 | Fairbanks | 5-C
| University of Alaska Fairbanks | Tanana Loop 1662 | INSTALL AIR TO AIR HEAT EXCHANGER | 31000 | 686030695.27 | 31000 | 686030695.27 | Fairbanks | 5-C
| University of Alaska Fairbanks | Tanana Loop 1662 | KITCHEN CABINET/APPLIANCES | 67000 | 686097695.27 | 67000 | 686097695.27 | Fairbanks | 5-C
| University of Alaska Fairbanks | Tanana Loop 1662 | PIPE INSULATION | 20000 | 686117695.27 | 20000 | 686117695.27 | Fairbanks | 5-C
| University of Alaska Fairbanks | Tanana Loop 1662 | PLUMBING REPLACEMENT | 80000 | 686197695.27 | 80000 | 686197695.27 | Fairbanks | 5-C
| University of Alaska Fairbanks | Tanana Loop 1662 | REFINISH INTERIOR WALLS, FLOORS, CEILINGS | 86000 | 686283695.27 | 86000 | 686283695.27 | Fairbanks | 5-C
| University of Alaska Fairbanks | Tanana Loop 1662 | RENEW FIXTURES AND FINISHES IN BATHROOM | 55000 | 686338695.27 | 55000 | 686338695.27 | Fairbanks | 5-C
| University of Alaska Fairbanks | Tanana Loop 1662 | REPAIR ACOUSTIC CEILING | 6000 | 686344695.27 | 6000 | 686344695.27 | Fairbanks | 5-C
| University of Alaska Fairbanks | Tanana Loop 1662 | REPAIR ROOF SOFFIT | 6000 | 686350695.27 | 6000 | 686350695.27 | Fairbanks | 5-C
| University of Alaska Fairbanks | Tanana Loop 1662 | REPAIR SPALLING SIDEWALK | 8000 | 686358695.27 | 8000 | 686358695.27 | Fairbanks | 5-C
| University of Alaska Fairbanks | Tanana Loop 1662 | REPLACE CARPET | 49000 | 686407695.27 | 49000 | 686407695.27 | Fairbanks | 5-C
| University of Alaska Fairbanks | Tanana Loop 1662 | REPLACE EXTERIOR DOOR | 8000 | 686415695.27 | 8000 | 686415695.27 | Fairbanks | 5-C
| University of Alaska Fairbanks | Tanana Loop 1662 | REPLACE RESIDENTIAL FIRE ALARM | 40000 | 686455695.27 | 40000 | 686455695.27 | Fairbanks | 5-C
| University of Alaska Fairbanks | Tanana Loop 1662 | REPLACE ROOF FLASHING | 12000 | 686467695.27 | 12000 | 686467695.27 | Fairbanks | 5-C
| University of Alaska Fairbanks | Tanana Loop 1662 | REPLACE WINDOW | 30000 | 686497695.27 | 30000 | 686497695.27 | Fairbanks | 5-C
| University of Alaska Fairbanks | Tanana Loop 1672 | CORRECT DEFICIENCIES/ CONDITION/SUB GRADE/DRAINAGE | 153000 | 686650695.27 | 153000 | 686650695.27 | Fairbanks | 5-C
| University of Alaska Fairbanks | Tanana Loop 1672 | ELECTRICAL DISTRIBUTION CODE CORRECTIONS/GROUNDING | 137256 | 686787951.27 | 137256 | 686787951.27 | Fairbanks | 5-C
| University of Alaska Fairbanks | Tanana Loop 1672 | INSTALL AIR TO AIR HEAT EXCHANGER | 31000 | 686818951.27 | 31000 | 686818951.27 | Fairbanks | 5-C
| University of Alaska Fairbanks | Tanana Loop 1672 | KITCHEN CABINET/APPLIANCES | 67000 | 686885951.27 | 67000 | 686885951.27 | Fairbanks | 5-C
| University of Alaska Fairbanks | Tanana Loop 1672 | PIPE INSULATION | 20000 | 686905951.27 | 20000 | 686905951.27 | Fairbanks | 5-C
| University of Alaska Fairbanks | Tanana Loop 1672 | PLUMBING REPLACEMENT | 80000 | 686985951.27 | 80000 | 686985951.27 | Fairbanks | 5-C
| University of Alaska Fairbanks | Tanana Loop 1672 | REFINISH INTERIOR WALLS, FLOORS, CEILINGS | 86000 | 687071951.27 | 86000 | 687071951.27 | Fairbanks | 5-C
| University of Alaska Fairbanks | Tanana Loop 1672 | RENEW FIXTURES AND FINISHES IN BATHROOM | 55000 | 687126951.27 | 55000 | 687126951.27 | Fairbanks | 5-C
| University of Alaska Fairbanks | Tanana Loop 1672 | REPAIR ACOUSTIC CEILING | 6000 | 687132951.27 | 6000 | 687132951.27 | Fairbanks | 5-C
| University of Alaska Fairbanks | Tanana Loop 1672 | REPAIR ROOF SOFFIT | 6000 | 687138951.27 | 6000 | 687138951.27 | Fairbanks | 5-C
| University of Alaska Fairbanks | Tanana Loop 1672 | REPAIR SPALLING SIDEWALK | 8000 | 687146951.27 | 8000 | 687146951.27 | Fairbanks | 5-C
| University of Alaska Fairbanks | Tanana Loop 1672 | REPLACE CARPET | 49000 | 687195951.27 | 49000 | 687195951.27 | Fairbanks | 5-C
| University of Alaska Fairbanks | Tanana Loop 1672 | REPLACE EXTERIOR DOOR | 8000 | 687203951.27 | 8000 | 687203951.27 | Fairbanks | 5-C
| University of Alaska Fairbanks | Tanana Loop 1672 | REPLACE RESIDENTIAL FIRE ALARM | 40000 | 687243951.27 | 40000 | 687243951.27 | Fairbanks | 5-C
| University of Alaska Fairbanks | Tanana Loop 1672 | REPLACE ROOF FLASHING | 12000 | 687255951.27 | 12000 | 687255951.27 | Fairbanks | 5-C
| University of Alaska Fairbanks | Tanana Loop 1672 | REPLACE WINDOW | 30000 | 687285951.27 | 30000 | 687285951.27 | Fairbanks | 5-C
| University of Alaska Fairbanks | Tilly, Lola Commons | ADA BUILDING ACCESS/ NEW ELEVATOR. EXISTING SERVICE ELEVATOR NOT RATED FOR OCCUPANT USE. | 1650000 | 688935951.27 | 1650000 | 688935951.27 | Fairbanks | 5-C
| University of Alaska Fairbanks | Tilly, Lola Commons | EXPAND SPRINKLER SYSTEM COVERAGE | 60000 | 688995951.27 | 60000 | 688995951.27 | Fairbanks | 5-C
| University of Alaska Fairbanks | Tilly, Lola Commons | RENEW ABANDONED BASEMENT ROOMS FOR FUTURE USE | 300000 | 689295951.27 | 300000 | 689295951.27 | Fairbanks | 5-C
| University of Alaska Fairbanks | Tilly, Lola Commons | RENOVATE THE EXISTING RESTROOM TO MODERNIZE , IMPROVE ACCESSINBLITY AND FIXTURE COUNTS | 350000 | 689645951.27 | 350000 | 689645951.27 | Fairbanks | 5-C
| University of Alaska Fairbanks | Tilly, Lola Commons | REPAIR EXTERIOR BRIDGE RAILINGS | 60000 | 689705951.27 | 60000 | 689705951.27 | Fairbanks | 5-C
| University of Alaska Fairbanks | Tilly, Lola Commons | REPAIR PLUMBING SYSTEMS | 300000 | 690005951.27 | 300000 | 690005951.27 | Fairbanks | 5-C
| University of Alaska Fairbanks | Tilly, Lola Commons | REPAIR SITE DRAINAGE AT EXTERIOR FOUNDATION ON THE NORTH EAST CORNER | 200000 | 690205951.27 | 200000 | 690205951.27 | Fairbanks | 5-C
| University of Alaska Fairbanks | Tilly, Lola Commons | REPAIR THE BRIDGE | 125000 | 690330951.27 | 125000 | 690330951.27 | Fairbanks | 5-C
| University of Alaska Fairbanks | Tilly, Lola Commons | REPLACE EAST SIDE ENTRANCE DOORS | 235000 | 690565951.27 | 235000 | 690565951.27 | Fairbanks | 5-C
| University of Alaska Fairbanks | Tilly, Lola Commons | REPLACE ELECTRICAL PANEL | 175000 | 690740951.27 | 175000 | 690740951.27 | Fairbanks | 5-C
| University of Alaska Fairbanks | Tilly, Lola Commons | REPLACE UNRATED SHAFT DOOR | 15000 | 690755951.27 | 15000 | 690755951.27 | Fairbanks | 5-C
| University of Alaska Fairbanks | Tilly, Lola Commons | THE WEST ENTRY NEEDS TO BE REBUILT TO BECOME ACCESSIBLE, FROM THE CURB TO THE DOOR. | 175000 | 690930951.27 | 175000 | 690930951.27 | Fairbanks | 5-C
| University of Alaska Fairbanks | Tilly, Lola Commons | UPGRADE, REPLACE HVAC SYSTEM AND CONTROLS | 600000 | 691530951.27 | 600000 | 691530951.27 | Fairbanks | 5-C
| University of Alaska Fairbanks | University of Alaska Museum of The North | REPAINT THE OUTSIDE EMEGENCY STAIRWELL | 25000 | 691555951.27 | 25000 | 691555951.27 | Fairbanks | 5-C
| University of Alaska Fairbanks | University of Alaska Museum of The North | REPAIR HUMIDIFIER GENERATOR | 5000 | 691560951.27 | 5000 | 691560951.27 | Fairbanks | 5-C
| University of Alaska Fairbanks | University of Alaska Museum of The North | REPLACE WALKOFF CARPET ON THE EAST ENTRANCE | 6500 | 691567451.27 | 6500 | 691567451.27 | Fairbanks | 5-C
| University of Alaska Fairbanks | University of Alaska Museum of The North | RE-ROOF | 500000 | 692067451.27 | 500000 | 692067451.27 | Fairbanks | 5-C
| University of Alaska Fairbanks | University Park Building | ADD CABLE TRAY SOUTH WING | 112000 | 692179451.27 | 112000 | 692179451.27 | Fairbanks | 5-C
| University of Alaska Fairbanks | University Park Building | ELECTRICAL CODE COMPLIANCE WORK | 1091000 | 693270451.27 | 1091000 | 693270451.27 | Fairbanks | 5-C
| University of Alaska Fairbanks | University Park Building | HVAC CODE COMPLIANCE | 3480000 | 696750451.27 | 3480000 | 696750451.27 | Fairbanks | 5-C
| University of Alaska Fairbanks | University Park Building | MECHANICAL ROOM UPGRADE AND FOUNDATION WALL WATER INSTRUSION REPAIR | 1100000 | 697850451.27 | 1100000 | 697850451.27 | Fairbanks | 5-C
| University of Alaska Fairbanks | University Park Building | RENOVATE SCHOOL GYM FOR UAF PROGRAMS | 323000 | 698173451.27 | 323000 | 698173451.27 | Fairbanks | 5-C
| University of Alaska Fairbanks | University Park Building | RENOVATE THE MEN'S 100M2 AND WOMEN'S RESTROOM 1100W2 TO BE ADA COMPLIANT | 100000 | 698273451.27 | 100000 | 698273451.27 | Fairbanks | 5-C
| University of Alaska Fairbanks | University Park Building | REPLACE FIRE ALARM SYSTEM | 261000 | 698534451.27 | 261000 | 698534451.27 | Fairbanks | 5-C
| University of Alaska Fairbanks | University Park Building | REPLACE INTERIOR FINISHES REFURBSHIMENT | 923000 | 699457451.27 | 923000 | 699457451.27 | Fairbanks | 5-C
| University of Alaska Fairbanks | University Park Building | REPLACE ROOF | 828000 | 700285451.27 | 828000 | 700285451.27 | Fairbanks | 5-C
| University of Alaska Fairbanks | University Park Building | REPLACE SOUTH SIDE WINDOWS | 500000 | 700785451.27 | 500000 | 700785451.27 | Fairbanks | 5-C
| University of Alaska Fairbanks | University Park Building | REPURPOSE SPACE TO STORAGE USE | 25000 | 700810451.27 | 25000 | 700810451.27 | Fairbanks | 5-C
| University of Alaska Fairbanks | University Park Building | RESURFACE PARKING LOTS | 478000 | 701288451.27 | 478000 | 701288451.27 | Fairbanks | 5-C
| University of Alaska Fairbanks | University Park Building | SEISMIC STRUCTURAL UGRADES | 900000 | 702188451.27 | 900000 | 702188451.27 | Fairbanks | 5-C
| University of Alaska Fairbanks | University Park Building | SOUTH WING HYDRONIC HEATING SYSTEM | 492000 | 702680451.27 | 492000 | 702680451.27 | Fairbanks | 5-C
| University of Alaska Fairbanks | University Park Building | STUDENT LOUNGE UPGRADE | 100000 | 702780451.27 | 100000 | 702780451.27 | Fairbanks | 5-C
| University of Alaska Fairbanks | University Park Building | UPGRADE LIGHTING SYSTEMS | 160000 | 702940451.27 | 160000 | 702940451.27 | Fairbanks | 5-C
| University of Alaska Fairbanks | University Park Building | UPGRADE RESTROOM 100M1 AND 100W1 | 500000 | 703440451.27 | 500000 | 703440451.27 | Fairbanks | 5-C
| University of Alaska Fairbanks | Walsh Hall | PAINT EXTERIOR SURFACES | 66000 | 703506451.27 | 66000 | 703506451.27 | Fairbanks | 5-C
| University of Alaska Fairbanks | Walsh Hall | REPAIR ROOF SOFFIT | 6000 | 703512451.27 | 6000 | 703512451.27 | Fairbanks | 5-C
| University of Alaska Fairbanks | Walsh Hall | REPLACE DETERIORATING EXTERIOR LIGHTING | 49000 | 703561451.27 | 49000 | 703561451.27 | Fairbanks | 5-C
| University of Alaska Fairbanks | Walsh Hall | REPLACE EXTERIOR DOOR | 43000 | 703604451.27 | 43000 | 703604451.27 | Fairbanks | 5-C
| University of Alaska Fairbanks | Walsh Hall | REPLACE SIDEWALKS | 84000 | 703688451.27 | 84000 | 703688451.27 | Fairbanks | 5-C
| University of Alaska Fairbanks | Wash House | IMPROVE SITE DRAINAGE NORTH OF BUILDING | 10000 | 703698451.27 | 10000 | 703698451.27 | Fairbanks | 4-B
| University of Alaska Fairbanks | West Ridge Research Building | GENERAL CLASSROOM 004 FURNITURE REPLACEMENT | 100000 | 703798451.27 | 100000 | 703798451.27 | Fairbanks | 5-C
| University of Alaska Fairbanks | West Ridge Research Building | GENERAL CLASSROOM CARPET REPLACEMENT | 35000 | 703833451.27 | 35000 | 703833451.27 | Fairbanks | 5-C
| University of Alaska Fairbanks | Whitaker Building | ABATE OLD ACM UTILITY PIPE INSULATION | 86000 | 703919451.27 | 86000 | 703919451.27 | Fairbanks | 5-C
| University of Alaska Fairbanks | Whitaker Building | CODE REPAIRS FOR SEWER SYSTEM TO PREVENT BACKUPS | 250000 | 704169451.27 | 250000 | 704169451.27 | Fairbanks | 5-C
| University of Alaska Fairbanks | Whitaker Building | EXPAND DATA NETWORK@ FS | 84000 | 704253451.27 | 84000 | 704253451.27 | Fairbanks | 5-C
| University of Alaska Fairbanks | Whitaker Building | HVAC CODE CORRECTIONS | 800000 | 705053451.27 | 800000 | 705053451.27 | Fairbanks | 5-C
| University of Alaska Fairbanks | Whitaker Building | INSTALL FIRE STATION APPARATUS BAY OWS | 223000 | 705276451.27 | 223000 | 705276451.27 | Fairbanks | 5-C
| University of Alaska Fairbanks | Whitaker Building | RELOCATE AIR COMPRESSOR WB | 33000 | 705309451.27 | 33000 | 705309451.27 | Fairbanks | 5-C
| University of Alaska Fairbanks | Whitaker Building | RENOVATE RESTROOM TO IMPROVE ADA ACCESSIBLITY | 225000 | 705534451.27 | 225000 | 705534451.27 | Fairbanks | 5-C
| University of Alaska Fairbanks | Whitaker Building | REPAIR EMERGENCY GENERATOR/UPS SYSTEM PER NFPA1221 FOR DISPATCH AND EMERGENCY COMMAND CENTER REQUIREMENTS | 340000 | 705874451.27 | 340000 | 705874451.27 | Fairbanks | 5-C
| University of Alaska Fairbanks | Whitaker Building | REPLACE ACM PIPING INSULATION | 111000 | 705985451.27 | 111000 | 705985451.27 | Fairbanks | 5-C
| University of Alaska Fairbanks | Whitaker Building | REPLACE BUILDING DOOR HARDWARE | 135000 | 706120451.27 | 135000 | 706120451.27 | Fairbanks | 5-C
| University of Alaska Fairbanks | Whitaker Building | REPLACE BUILDING ELECTRICAL SYSTEM | 1100000 | 707220451.27 | 1100000 | 707220451.27 | Fairbanks | 5-C
| University of Alaska Fairbanks | Whitaker Building | REPLACE FS SECURITY SYSTEM | 45000 | 707265451.27 | 45000 | 707265451.27 | Fairbanks | 5-C
| University of Alaska Fairbanks | Whitaker Building | REPLACE WOOD WINDOWS | 350000 | 707615451.27 | 350000 | 707615451.27 | Fairbanks | 5-C
| University of Alaska Fairbanks | Whitaker Building | REVITALIZE EXTERIOR FINISHES, REPLACE EXTERIOR DOORS | 1850000 | 709465451.27 | 1850000 | 709465451.27 | Fairbanks | 5-C
| University of Alaska Fairbanks | Whitaker Building | SEISMIC REPAIRS OF CRITICAL FACILITY | 3276000 | 712741451.27 | 3276000 | 712741451.27 | Fairbanks | 5-C
| University of Alaska Fairbanks | Whitaker Building | UPDATE OFFICES, SLEEPING QUARTERS, KITCHEN, AND TRAINING ROOM | 700000 | 713441451.27 | 700000 | 713441451.27 | Fairbanks | 5-C
| University of Alaska Fairbanks | Whitaker Building | UPGRADE FA SYSTEM FS | 160000 | 713601451.27 | 160000 | 713601451.27 | Fairbanks | 5-C
| University of Alaska Fairbanks | Whitaker Building | UPGRADE FIRE ALARM SYSTEM | 100000 | 713701451.27 | 100000 | 713701451.27 | Fairbanks | 5-C
| University of Alaska Fairbanks | Whitaker Building | UPGRADE HYDRONIC HEATING | 350000 | 714051451.27 | 350000 | 714051451.27 | Fairbanks | 5-C
| University of Alaska Fairbanks | Whitaker Building | UPGRADE SITE IMPROVEMENTS | 109000 | 714160451.27 | 109000 | 714160451.27 | Fairbanks | 5-C
| University of Alaska Fairbanks | Wickersham, Judge James A. and Grace Hall | NEW DRINKING FOUNTAINS | 30000 | 714190451.27 | 30000 | 714190451.27 | Fairbanks | 5-C
| University of Alaska Fairbanks | Wickersham, Judge James A. and Grace Hall | RENEW KITCHEN | 200000 | 714390451.27 | 200000 | 714390451.27 | Fairbanks | 5-C
| University of Alaska Fairbanks | Wickersham, Judge James A. and Grace Hall | RENOVATE ENTIRE ELECTRICAL SYSTEM | 1300000 | 715690451.27 | 1300000 | 715690451.27 | Fairbanks | 5-C
| University of Alaska Fairbanks | Wickersham, Judge James A. and Grace Hall | REPLACE FLOORING | 240000 | 715930451.27 | 240000 | 715930451.27 | Fairbanks | 5-C
| University of Alaska Fairbanks | Wickersham, Judge James A. and Grace Hall | REPLACE THE BUILDING SEWER SYSTEM | 1500000 | 717430451.27 | 1500000 | 717430451.27 | Fairbanks | 5-C
| University of Alaska Fairbanks | Wickersham, Judge James A. and Grace Hall | REPLACE WINDOWS AND ENTRIES | 1538000 | 718968451.27 | 1538000 | 718968451.27 | Fairbanks | 5-C
| University of Alaska Fairbanks | Wickersham, Judge James A. and Grace Hall | RESTROOM UPGRADE | 750000 | 719718451.27 | 750000 | 719718451.27 | Fairbanks | 5-C
| University of Alaska Fairbanks | Wickersham, Judge James A. and Grace Hall | SEPARATE ROOF DRAINS FROM THE SANITARY SEWER | 600000 | 720318451.27 | 600000 | 720318451.27 | Fairbanks | 5-C
| University of Alaska Fairbanks | Wickersham, Judge James A. and Grace Hall | UPGRADE CABINET HEATERS IN EACH SUITE | 100000 | 720418451.27 | 100000 | 720418451.27 | Fairbanks | 5-C
| University of Alaska Fairbanks | Wickersham, Judge James A. and Grace Hall | UPGRADE THE HVAC CABINET HEATERS IN EACH SUITE | 150000 | 720568451.27 | 150000 | 720568451.27 | Fairbanks | 5-C
| University of Alaska Fairbanks | Wood, William Ransom Center | ADD ADA PUSH BUTTONS FOR LOWER EAST SIDE EXTERIOR DOORS | 5000 | 720573451.27 | 5000 | 720573451.27 | Fairbanks | 5-C
| University of Alaska Fairbanks | Wood, William Ransom Center | ADD GENDER INCLUSIVE SHOWERS AND RESTROOMS | 350000 | 720923451.27 | 350000 | 720923451.27 | Fairbanks | 5-C
| University of Alaska Fairbanks | Wood, William Ransom Center | CHANGE HID LIGHTS W/ LED LIGHTS WITH DAY SENSOR | 450000 | 721373451.27 | 450000 | 721373451.27 | Fairbanks | 5-C
| University of Alaska Fairbanks | Wood, William Ransom Center | EAST ENTRY STORE FRONT UPGRADE | 45000 | 721418451.27 | 45000 | 721418451.27 | Fairbanks | 5-C
| University of Alaska Fairbanks | Wood, William Ransom Center | FOOD SERVICE BACK UP POWER | 300000 | 721718451.27 | 300000 | 721718451.27 | Fairbanks | 5-C
| University of Alaska Fairbanks | Wood, William Ransom Center | INSTALL ADA COMPLIANT PA SYSTEM - A,B,C,D AND 1ST FLOOR | 75000 | 721793451.27 | 75000 | 721793451.27 | Fairbanks | 5-C
| University of Alaska Fairbanks | Wood, William Ransom Center | REBUILD RESTROOM ENTRANCE, PROVIDE ACCESSIBLE FACILITIES AND OTHER FIXTURES. | 100000 | 721893451.27 | 100000 | 721893451.27 | Fairbanks | 5-C
| University of Alaska Fairbanks | Wood, William Ransom Center | RENOVATE SITE DRAINAGE AT PUB ENTRANCE | 375000 | 722268451.27 | 375000 | 722268451.27 | Fairbanks | 5-C
| University of Alaska Fairbanks | Wood, William Ransom Center | REPLACE DOORS AND WINDOWS - 20 PUNCHED WINDOW ON 1ST AND 2ND FLOOR | 350000 | 722618451.27 | 350000 | 722618451.27 | Fairbanks | 5-C
| University of Alaska Fairbanks | Wood, William Ransom Center | REPLACE EXTERIOR DOORS ON THE NORTH AND EAST SIDE AND INCLUDE CARD SWIPES | 850000 | 723468451.27 | 850000 | 723468451.27 | Fairbanks | 5-C
| University of Alaska Fairbanks | Wood, William Ransom Center | REROOF OVER THE BALLROOM AND PENTHOUSE | 900000 | 724368451.27 | 900000 | 724368451.27 | Fairbanks | 5-C
| University of Alaska Fairbanks | Wood, William Ransom Center | STAIRWAY CODE: HANDRAILS | 300000 | 724668451.27 | 300000 | 724668451.27 | Fairbanks | 5-C
| University of Alaska Fairbanks | Wood, William Ransom Center | UPGRADE BALLROOM FINISHES AND LIGHTS | 1550000 | 726218451.27 | 1550000 | 726218451.27 | Fairbanks | 5-C
| University of Alaska Fairbanks | Wood, William Ransom Center | UPGRADE THE PUB -RESTROOM | 350000 | 726568451.27 | 350000 | 726568451.27 | Fairbanks | 5-C
| University of Alaska Fairbanks | Wood, William Ransom Center | WOOD CENTER ELEVATOR #27 REQUIRES MODERNIZATION. | 300000 | 726868451.27 | 300000 | 726868451.27 | Fairbanks | 5-C
|  |  | TOTAL | 726868451.27

## UAF Community Campuses
University of Alaska
(Formatted to Thousands)
|  |  |  | Project Cost ($00.0) | Running Total ($00.0) | GF Cost ($00.0) | GF Running Total ($00.0)
Dept. | [7 empty] | Location (City) | House District
Priority | Allocation | Project Title | Project Description
| University of Alaska Fairbanks | Admin/Classroom Building | BOILER ROOM NEEDS TO BE 1-HOUR RATED. | 25000 | 25000 | 25000 | 25000 | Kotzebue | 40-T
| University of Alaska Fairbanks | Admin/Classroom Building | BOLT GLYCOL MAKE UP TANK TO THE FLOOR | 2500 | 27500 | 2500 | 27500 | Kotzebue | 40-T
| University of Alaska Fairbanks | Admin/Classroom Building | COMPLETELY REPLACE TIMBER EXTERIOR ENTRANCE STAIR AND RAMP WITH GALVANIZED METAL RAMP, STAIR, PICKETS, AND GUARDRAIL PER ADA. | 50000 | 77500 | 50000 | 77500 | Kotzebue | 40-T
| University of Alaska Fairbanks | Admin/Classroom Building | CONSTRUCT ADDITIONAL SPACE OR DORMER TO INCREASE SHELVING SPACE IN LIBRARY | 85000 | 162500 | 85000 | 162500 | Kotzebue | 40-T
| University of Alaska Fairbanks | Admin/Classroom Building | DEMO WATER PIPING FROM REMOVED SHOWER IN STORAGE/MECH ROOM | 1000 | 163500 | 1000 | 163500 | Kotzebue | 40-T
| University of Alaska Fairbanks | Admin/Classroom Building | EXTERIOR REHABILITATION | 175000 | 338500 | 175000 | 338500 | Kotzebue | 40-T
| University of Alaska Fairbanks | Admin/Classroom Building | FOR ACCORDIAN PARTITION AND WOOD HEADER, COMPLETE POST SECUREMENT TO FLOOR AND WALL ASSEMBLY WITH ANGLES AND LAG BOLTS. | 750000 | 1088500 | 750000 | 1088500 | Kotzebue | 40-T
| University of Alaska Fairbanks | Admin/Classroom Building | INSTALL BUILDING NAME SIGN ABOVE ENTRANCE | 25000 | 1113500 | 25000 | 1113500 | Kotzebue | 40-T
| University of Alaska Fairbanks | Admin/Classroom Building | INSTALL FLOOR DRAIN IN RESTROOM PER UPC | 250000 | 1363500 | 250000 | 1363500 | Kotzebue | 40-T
| University of Alaska Fairbanks | Admin/Classroom Building | INSTALL FLOOR DRAIN NEAR WATER HEATER IN BOILER ROOM PER UPC | 3500 | 1367000 | 3500 | 1367000 | Kotzebue | 40-T
| University of Alaska Fairbanks | Admin/Classroom Building | INSTALL SECURITY CAMERAS (4 @ 6K) | 3500 | 1370500 | 3500 | 1370500 | Kotzebue | 40-T
| University of Alaska Fairbanks | Admin/Classroom Building | KITCHEN HOOD RECIRCULATES INTO THE ROOM. | 5000 | 1375500 | 5000 | 1375500 | Kotzebue | 40-T
| University of Alaska Fairbanks | Admin/Classroom Building | LEVEL AND SUPPORT DOMESTIC WATER SERVICE ARCTIC PIPING. | 6500 | 1382000 | 6500 | 1382000 | Kotzebue | 40-T
| University of Alaska Fairbanks | Admin/Classroom Building | REBUILD BOILER ROOM FLOOR | 25000 | 1407000 | 25000 | 1407000 | Kotzebue | 40-T
| University of Alaska Fairbanks | Admin/Classroom Building | REBUILD EXTERIOR WALL IN OLDER SECTIONS OF THE BUILDING TO IMPROVE INSULATION AND VAPOR BARRIER | 65000 | 1472000 | 65000 | 1472000 | Kotzebue | 40-T
| University of Alaska Fairbanks | Admin/Classroom Building | REBUILD ROOF IN OLDER SECTIONS OF THE BUILDING. | 185000 | 1657000 | 185000 | 1657000 | Kotzebue | 40-T
| University of Alaska Fairbanks | Admin/Classroom Building | RECONFIGURE RESTROOM EXHAUST FAN. INCREASE AIR FLOW AND MOUNT IN BETTER LOCATION | 9000 | 1666000 | 9000 | 1666000 | Kotzebue | 40-T
| University of Alaska Fairbanks | Admin/Classroom Building | REFINISH SUITE 111 WALLS, CEILING, AND DOORS. | 25000 | 1691000 | 25000 | 1691000 | Kotzebue | 40-T
| University of Alaska Fairbanks | Admin/Classroom Building | REFURBISH MECHANICAL SYSTEM | 1180000 | 2871000 | 1180000 | 2871000 | Kotzebue | 40-T
| University of Alaska Fairbanks | Admin/Classroom Building | REGRADE WEST SIDE OF SITE TO CREATE SWALES NEAR SITE EAST BOUNDARY. | 35000 | 2906000 | 35000 | 2906000 | Kotzebue | 40-T
| University of Alaska Fairbanks | Admin/Classroom Building | RENNOVATE RESTROOM FINISHES AND FIXTURES | 550000 | 3456000 | 550000 | 3456000 | Kotzebue | 40-T
| University of Alaska Fairbanks | Admin/Classroom Building | RENNOVATE SOFFIT INSULATION AND VAPOR BARRIER | 155430 | 3611430 | 155430 | 3611430 | Kotzebue | 40-T
| University of Alaska Fairbanks | Admin/Classroom Building | RENOVATE RESTROOM | 200000 | 3811430 | 200000 | 3811430 | Kotzebue | 40-T
| University of Alaska Fairbanks | Admin/Classroom Building | REPAIR FRONT ENTRY DECK | 90000 | 3901430 | 90000 | 3901430 | Kotzebue | 40-T
| University of Alaska Fairbanks | Admin/Classroom Building | REPAIR REPLACE DAMAGED CLOSER/COORDINATOR FOR BOILER ROOM DOOR | 5000 | 3906430 | 5000 | 3906430 | Kotzebue | 40-T
| University of Alaska Fairbanks | Admin/Classroom Building | RE-PIPE BOILERS IN PRIMARY-SECONDARY FASHION | 35000 | 3941430 | 35000 | 3941430 | Kotzebue | 40-T
| University of Alaska Fairbanks | Admin/Classroom Building | REPLACE BOILER CONTROL SYSTEM FOR MORE EFFICIENT SERVICE | 25000 | 3966430 | 25000 | 3966430 | Kotzebue | 40-T
| University of Alaska Fairbanks | Admin/Classroom Building | REPLACE ENTIRE GUARD RAIL SYSTEM AT EASY EMERGENCY EXIT TO MATCH FRONT ENTRY. | 25000 | 3991430 | 25000 | 3991430 | Kotzebue | 40-T
| University of Alaska Fairbanks | Admin/Classroom Building | REPLACE FLOORING AND INTERIOR FINISHES | 300000 | 4291430 | 300000 | 4291430 | Kotzebue | 40-T
| University of Alaska Fairbanks | Admin/Classroom Building | RE-ROOF | 960000 | 5251430 | 960000 | 5251430 | Kotzebue | 40-T
| University of Alaska Fairbanks | Admin/Classroom Building | SECURE ELECTRIC WATER HEATER TO THE WALL | 2500 | 5253930 | 2500 | 5253930 | Kotzebue | 40-T
| University of Alaska Fairbanks | Balloon Inflation Facility | REPLACE EXIT SIGNS AND CORRECT ELECTRICAL POWER STIP CODE VIOLATION | 10000 | 5263930 | 10000 | 5263930 | Chatanika | 6-C
| University of Alaska Fairbanks | Barn | RENOVATION AND UPGRADE STRUCTURE, HVAC, AND ELECTRICAL | 122000 | 5385930 | 122000 | 5385930 | Fairbanks | 5-C
| University of Alaska Fairbanks | Barn | SITE DRAINAGE UPDATE | 33000 | 5418930 | 33000 | 5418930 | Fairbanks | 5-C
| University of Alaska Fairbanks | Barnette Street Parking Garage | INSTALL ROOF TO REPLACE LEAKING TOP FLOOR | 2500000 | 7918930 | 2500000 | 7918930 | Fairbanks | 1-A
| University of Alaska Fairbanks | Block House | ROOF ACCESS FOR ANTENNA ACCESS DOES NOT MEET OSHA. STAIRS WERE REMOVED AND ACCESS NEEDS RESTORED | 260121.75 | 8179051.75 | 260121.75 | 8179051.75 | Chatanika | 6-C
| University of Alaska Fairbanks | Blockhouse Annex | MISC. REPAIRS TO EXTERIOR | 5000 | 8184051.75 | 5000 | 8184051.75 | Chatanika | 6-C
| University of Alaska Fairbanks | Boiler Maintenance | ELECTRICAL SYSTEM CODE COMPLIANCE UPGRADE | 33000 | 8217051.75 | 33000 | 8217051.75 | Fairbanks | 5-C
| University of Alaska Fairbanks | Boiler Maintenance | ELECTRICAL SYSTEMS UPGRADE | 19000 | 8236051.75 | 19000 | 8236051.75 | Fairbanks | 5-C
| University of Alaska Fairbanks | Boiler Maintenance | FA SYSTEM UPGRADE | 33000 | 8269051.75 | 33000 | 8269051.75 | Fairbanks | 5-C
| University of Alaska Fairbanks | Boiler Maintenance | FIRE SPRINKLER SYSTEM INSTALLATION | 64000 | 8333051.75 | 64000 | 8333051.75 | Fairbanks | 5-C
| University of Alaska Fairbanks | Boiler Maintenance | HVAC CODE COMPLIANCE UPGRADE | 7000 | 8340051.75 | 7000 | 8340051.75 | Fairbanks | 5-C
| University of Alaska Fairbanks | Boiler Maintenance | LIGHTING UPGRADE | 11000 | 8351051.75 | 11000 | 8351051.75 | Fairbanks | 5-C
| University of Alaska Fairbanks | Boiler Maintenance | OWS INSTALLMENT | 64000 | 8415051.75 | 64000 | 8415051.75 | Fairbanks | 5-C
| University of Alaska Fairbanks | Boiler Maintenance | STRUCTURAL DEFICIENCY REPAIRS | 45000 | 8460051.75 | 45000 | 8460051.75 | Fairbanks | 5-C
| University of Alaska Fairbanks | Bristol Bay Campus Applied Sciences Building | HVAC RENOVATIONS FOR CODE AND AGED EQUIPMENT | 100000 | 8560051.75 | 100000 | 8560051.75 | Dillingham | 37-S
| University of Alaska Fairbanks | Brooks Memorial Mines Building | EXTERIOR INSULATION BLUE BOARD AND FLASHING MAINTENANCE | 40000 | 8600051.75 | 40000 | 8600051.75 | Fairbanks | 5-C
| University of Alaska Fairbanks | Brooks Memorial Mines Building | RELOCATE AND INSTALL NEW WATER FOUNTAINS. | 30000 | 8630051.75 | 30000 | 8630051.75 | Fairbanks | 5-C
| University of Alaska Fairbanks | Brooks Memorial Mines Building | RENOVATE RESTOOM TO MODERNIZE AND IMPROVE ADA ACCESSIBLITY | 100000 | 8730051.75 | 100000 | 8730051.75 | Fairbanks | 5-C
| University of Alaska Fairbanks | Brooks Memorial Mines Building | VENTILATION UPGRADE | 200000 | 8930051.75 | 200000 | 8930051.75 | Fairbanks | 5-C
| University of Alaska Fairbanks | Brooks Memorial Mines Building | WINDOW REPLACEMENT | 250000 | 9180051.75 | 250000 | 9180051.75 | Fairbanks | 5-C
| University of Alaska Fairbanks | Bunnell House | ADA BATHROOM UPGRADE | 60000 | 9240051.75 | 60000 | 9240051.75 | Fairbanks | 5-C
| University of Alaska Fairbanks | Bunnell House | BUILDING CODE EXITING | 250000 | 9490051.75 | 250000 | 9490051.75 | Fairbanks | 5-C
| University of Alaska Fairbanks | Bunnell House | ENERGY CONSERVATION--WINDOWS, LIGHTING, AND VENTILATION | 150000 | 9640051.75 | 150000 | 9640051.75 | Fairbanks | 5-C
| University of Alaska Fairbanks | Bunnell House | REPLACE FIRE ALARM SYSTEM | 120000 | 9760051.75 | 120000 | 9760051.75 | Fairbanks | 5-C
| University of Alaska Fairbanks | Bunnell House | REPLACE HEATING SYSTEM | 150000 | 9910051.75 | 150000 | 9910051.75 | Fairbanks | 5-C
| University of Alaska Fairbanks | College of Fisheries and Ocean Sciences Juneau Center | CONVERT EXTERIOR LIGHTING FROM HID TO LED | 65000 | 9975051.75 | 65000 | 9975051.75 | Juneau | 34-Q
| University of Alaska Fairbanks | College of Fisheries and Ocean Sciences Juneau Center | RENOVATE THE BUILDING TO ADD A GENDER -INCLUSIVE RESTROOM . | 155000 | 10130051.75 | 155000 | 10130051.75 | Juneau | 34-Q
| University of Alaska Fairbanks | Communications Building | MISC. REPAIRS TO EXTERIOR | 18822 | 10148873.75 | 18822 | 10148873.75 | Chatanika | 6-C
| University of Alaska Fairbanks | Communications Service Building | MISC. REPAIRS TO EXTERIOR | 47508 | 10196381.75 | 47508 | 10196381.75 | Chatanika | 6-C
| University of Alaska Fairbanks | Cooperative Extension Building | REPLACE APPROX. 2307SF METAL ROOF | 300000 | 10496381.75 | 300000 | 10496381.75 | Nome | 39-T
| University of Alaska Fairbanks | Cooperative Extension Building | REPLACE BALLASTS W/ ELECT. BALLASTS | 18000 | 10514381.75 | 18000 | 10514381.75 | Nome | 39-T
| University of Alaska Fairbanks | Data Lynx Building | FIRE ALARM AND ELECTRICAL CODE UPGRADES | 50000 | 10564381.75 | 50000 | 10564381.75 | Chatanika | 6-C
| University of Alaska Fairbanks | Dock Facility | SMC FACILITY DOCK ANNODE REPLACEMENT | 190000 | 10754381.75 | 190000 | 10754381.75 | Seward | 29-O
| University of Alaska Fairbanks | Dock Facility | SMC FACILITY DOCK STRUCUTAL DEFICIENCES | 8000000 | 18754381.75 | 8000000 | 18754381.75 | Seward | 29-O
| University of Alaska Fairbanks | Farm Manager's House | BASEMENT WALL REPAIR | 25000 | 18779381.75 | 25000 | 18779381.75 | Fairbanks | 5-C
| University of Alaska Fairbanks | Farm Manager's House | ELECTRICAL SYSTEM UPGRADE | 7000 | 18786381.75 | 7000 | 18786381.75 | Fairbanks | 5-C
| University of Alaska Fairbanks | Farm Manager's House | EXTERIOR ENVELOPE & WINDOW UPGRADE | 110000 | 18896381.75 | 110000 | 18896381.75 | Fairbanks | 5-C
| University of Alaska Fairbanks | Farm Manager's House | FIRE ALARM | 15000 | 18911381.75 | 15000 | 18911381.75 | Fairbanks | 5-C
| University of Alaska Fairbanks | Farm Manager's House | FOUNDATION WATERPROOFING | 16000 | 18927381.75 | 16000 | 18927381.75 | Fairbanks | 5-C
| University of Alaska Fairbanks | Farm Manager's House | FOUNDATION/COLUMN REPAIRS | 180000 | 19107381.75 | 180000 | 19107381.75 | Fairbanks | 5-C
| University of Alaska Fairbanks | Farm Manager's House | HEATING SYSTEM UPGRADE | 21000 | 19128381.75 | 21000 | 19128381.75 | Fairbanks | 5-C
| University of Alaska Fairbanks | Farm Manager's House | MAKE BUILDING ADA ACCESSIBLE | 36500 | 19164881.75 | 36500 | 19164881.75 | Fairbanks | 5-C
| University of Alaska Fairbanks | Farm Manager's House | PLUMBING SYSTEM UPGRADE | 16000 | 19180881.75 | 16000 | 19180881.75 | Fairbanks | 5-C
| University of Alaska Fairbanks | Farm Manager's House | REPLACE UNRATED SHAFT DOOR | 2500 | 19183381.75 | 2500 | 19183381.75 | Fairbanks | 5-C
| University of Alaska Fairbanks | Farm Manager's House | REWIRE BUILDING | 40000 | 19223381.75 | 40000 | 19223381.75 | Fairbanks | 5-C
| University of Alaska Fairbanks | Farm Manager's House | UPDATED FINISHES THROUGHOUT | 93000 | 19316381.75 | 93000 | 19316381.75 | Fairbanks | 5-C
| University of Alaska Fairbanks | Feed Mill | ELECTRICAL CODE CORRECTIONS | 7000 | 19323381.75 | 7000 | 19323381.75 | Fairbanks | 5-C
| University of Alaska Fairbanks | Feed Mill | FA SYSTEM UPGRADE | 15000 | 19338381.75 | 15000 | 19338381.75 | Fairbanks | 5-C
| University of Alaska Fairbanks | Feed Mill | VENTILATION CODE CORRECTIONS | 25000 | 19363381.75 | 25000 | 19363381.75 | Fairbanks | 5-C
| University of Alaska Fairbanks | Forage Dryer | FORAGE DRYER SYSTEM UPGRADE | 9000 | 19372381.75 | 9000 | 19372381.75 | Fairbanks | 5-C
| University of Alaska Fairbanks | Forage Dryer | LIGHTING INSTALLATION | 7000 | 19379381.75 | 7000 | 19379381.75 | Fairbanks | 5-C
| University of Alaska Fairbanks | Fort Yukon Rural Education Center | CODE CORRECTION POWER AND PHONE LINES | 80000 | 19459381.75 | 80000 | 19459381.75 | Fort Yukon | 6-C
| University of Alaska Fairbanks | Fort Yukon Rural Education Center | REPAIR AND ADD HEADBOLT OUTLETS | 19000 | 19478381.75 | 19000 | 19478381.75 | Fort Yukon | 6-C
| University of Alaska Fairbanks | Four-Plex Apartment | BOILER UPGRADES | 15000 | 19493381.75 | 15000 | 19493381.75 | Seward | 29-O
| University of Alaska Fairbanks | Four-Plex Apartment | REPLACE UNDERGROUND STORAGE TANKS | 150000 | 19643381.75 | 150000 | 19643381.75 | Seward | 29-O
| University of Alaska Fairbanks | Four-Plex Apartment | UPGRADE 4 RESTROOMS AND KITCHEN @ $75K PER UNIT | 200000 | 19843381.75 | 200000 | 19843381.75 | Seward | 29-O
| University of Alaska Fairbanks | General Multipurpose | ELECTRICAL UPGRADE | 19000 | 19862381.75 | 19000 | 19862381.75 | Delta | 9-E
| University of Alaska Fairbanks | General Multipurpose | LIGHTING UPGRADE | 39000 | 19901381.75 | 39000 | 19901381.75 | Delta | 9-E
| University of Alaska Fairbanks | Grader Shed | MISC. REPAIRS TO EXTERIOR | 10000 | 19911381.75 | 10000 | 19911381.75 | Chatanika | 6-C
| University of Alaska Fairbanks | Harper Building | ELECTRICAL REPAIR?? | 245000 | 20156381.75 | 245000 | 20156381.75 | Fairbanks | 5-C
| University of Alaska Fairbanks | Harper Building | INSTALL HEARING LOOP. | 10000 | 20166381.75 | 10000 | 20166381.75 | Fairbanks | 5-C
| University of Alaska Fairbanks | Harper Building | INTERIOR FINISHES UPGRADE, CARPET AND PAINTING | 55000 | 20221381.75 | 55000 | 20221381.75 | Fairbanks | 5-C
| University of Alaska Fairbanks | Harper Building | REPLACE ENTRY PORCHES | 65000 | 20286381.75 | 65000 | 20286381.75 | Fairbanks | 5-C
| University of Alaska Fairbanks | Harper Building | Replace Windows | 350000 | 20636381.75 | 350000 | 20636381.75 | Fairbanks | 5-C
| University of Alaska Fairbanks | Harper Building | SEWER MAIN UPGRADE | 500000 | 21136381.75 | 500000 | 21136381.75 | Fairbanks | 5-C
| University of Alaska Fairbanks | Health Building | MISC. REPAIRS TO EXTERIOR | 20000 | 21156381.75 | 20000 | 21156381.75 | Chatanika | 6-C
| University of Alaska Fairbanks | Hood, D.W. Research Laboratory Building | CEILING AND LIGHTING UPGRADES | 233000 | 21389381.75 | 233000 | 21389381.75 | Seward | 29-O
| University of Alaska Fairbanks | Hood, D.W. Research Laboratory Building | HVAC REPAIRS/ADD DDC SYSTEM | 725000 | 22114381.75 | 725000 | 22114381.75 | Seward | 29-O
| University of Alaska Fairbanks | Hood, D.W. Research Laboratory Building | LABORATORY FURNISHINGS REPLACEMENT | 80000 | 22194381.75 | 80000 | 22194381.75 | Seward | 29-O
| University of Alaska Fairbanks | Hood, D.W. Research Laboratory Building | RE-CARPET HOOD LAB OFFICES | 90000 | 22284381.75 | 90000 | 22284381.75 | Seward | 29-O
| University of Alaska Fairbanks | Hood, D.W. Research Laboratory Building | RENOVATE ELECTRICAL SYSTEM | 322000 | 22606381.75 | 322000 | 22606381.75 | Seward | 29-O
| University of Alaska Fairbanks | Hood, D.W. Research Laboratory Building | RENOVATE FIRE ALARM SYSTEM | 119500 | 22725881.75 | 119500 | 22725881.75 | Seward | 29-O
| University of Alaska Fairbanks | Hood, D.W. Research Laboratory Building | RENOVATE MECHANICAL SYSTEM | 707100 | 23432981.75 | 707100 | 23432981.75 | Seward | 29-O
| University of Alaska Fairbanks | Hood, D.W. Research Laboratory Building | RENOVATE RESTROOMS | 275000 | 23707981.75 | 275000 | 23707981.75 | Seward | 29-O
| University of Alaska Fairbanks | Hood, D.W. Research Laboratory Building | REPLACE HOOD WET LAB CABINETS | 150000 | 23857981.75 | 150000 | 23857981.75 | Seward | 29-O
| University of Alaska Fairbanks | Hood, D.W. Research Laboratory Building | REPLACE WET LABS DRAIN | 60000 | 23917981.75 | 60000 | 23917981.75 | Seward | 29-O
| University of Alaska Fairbanks | Hood, D.W. Research Laboratory Building | Replace Windows | 155000 | 24072981.75 | 155000 | 24072981.75 | Seward | 29-O
| University of Alaska Fairbanks | Hood, D.W. Research Laboratory Building | REVITALIZE BUILDING ENVELOPE | 573100 | 24646081.75 | 573100 | 24646081.75 | Seward | 29-O
| University of Alaska Fairbanks | Hood, D.W. Research Laboratory Building | SITE REPAIRS | 113620 | 24759701.75 | 113620 | 24759701.75 | Seward | 29-O
| University of Alaska Fairbanks | Hood, D.W. Research Laboratory Building | STRUCTURAL REPAIRS | 176764 | 24936465.75 | 176764 | 24936465.75 | Seward | 29-O
| University of Alaska Fairbanks | Horticulture/Agronomy | ACM LAB FINISHES REPLACEMENT | 115000 | 25051465.75 | 115000 | 25051465.75 | Fairbanks | 5-C
| University of Alaska Fairbanks | Horticulture/Agronomy | ADA AND EGRESS VERTICAL ACCESS | 78000 | 25129465.75 | 78000 | 25129465.75 | Fairbanks | 5-C
| University of Alaska Fairbanks | Horticulture/Agronomy | ADA TOILET/RESTROOM FACILITIES COMPLIANCE | 75000 | 25204465.75 | 75000 | 25204465.75 | Fairbanks | 5-C
| University of Alaska Fairbanks | Horticulture/Agronomy | CODE COMPLIANCE LIGHTING UPGRADE | 7000 | 25211465.75 | 7000 | 25211465.75 | Fairbanks | 5-C
| University of Alaska Fairbanks | Horticulture/Agronomy | ELECTRICAL SYSTEMS CODE COMPLIANCE UPGRADE | 29000 | 25240465.75 | 29000 | 25240465.75 | Fairbanks | 5-C
| University of Alaska Fairbanks | Horticulture/Agronomy | ELECTRICAL SYSTEMS UPGRADE | 7000 | 25247465.75 | 7000 | 25247465.75 | Fairbanks | 5-C
| University of Alaska Fairbanks | Horticulture/Agronomy | FA SYSTEM UPGRADE | 11000 | 25258465.75 | 11000 | 25258465.75 | Fairbanks | 5-C
| University of Alaska Fairbanks | Horticulture/Agronomy | GREENHOUSE FLOOR SLAB REFINISH | 45000 | 25303465.75 | 45000 | 25303465.75 | Fairbanks | 5-C
| University of Alaska Fairbanks | Horticulture/Agronomy | HVAC UPGRADE | 18000 | 25321465.75 | 18000 | 25321465.75 | Fairbanks | 5-C
| University of Alaska Fairbanks | Horticulture/Agronomy | LIGHTING UPGRADE | 7000 | 25328465.75 | 7000 | 25328465.75 | Fairbanks | 5-C
| University of Alaska Fairbanks | Horticulture/Agronomy | PLUMBING CODE CORRECTIONS | 7000 | 25335465.75 | 7000 | 25335465.75 | Fairbanks | 5-C
| University of Alaska Fairbanks | Horticulture/Agronomy | PLUMBING SYSTEMS UPGRADE | 7000 | 25342465.75 | 7000 | 25342465.75 | Fairbanks | 5-C
| University of Alaska Fairbanks | Horticulture/Agronomy | SHOP AND GREENHOUSE REROOFING | 100000 | 25442465.75 | 100000 | 25442465.75 | Fairbanks | 5-C
| University of Alaska Fairbanks | Horticulture/Agronomy | SITE IMPROVEMENT UPGRADE | 8000 | 25450465.75 | 8000 | 25450465.75 | Fairbanks | 5-C
| University of Alaska Fairbanks | Horticulture/Agronomy | STRUCTURE UPDATE | 25000 | 25475465.75 | 25000 | 25475465.75 | Fairbanks | 5-C
| University of Alaska Fairbanks | Horticulture/Agronomy | WELL CLOSURE | 7000 | 25482465.75 | 7000 | 25482465.75 | Fairbanks | 5-C
| University of Alaska Fairbanks | Lidar Annex | FIRE ALARM SYSTEM UPGRADES FOR CODE | 20000 | 25502465.75 | 20000 | 25502465.75 | Chatanika | 6-C
| University of Alaska Fairbanks | Lidar Observatory | FIRE ALARM AND ELECTRICAL CODE UPGRADES | 643297 | 26145762.75 | 643297 | 26145762.75 | Chatanika | 6-C
| University of Alaska Fairbanks | Lind, Maggie Building | AIR HANDLER MAINTENANCE AND RENOVATION | 11250 | 26157012.75 | 11250 | 26157012.75 | Bethel | 38-S
| University of Alaska Fairbanks | Lind, Maggie Building | ELECTRICAL REPLACEMENT AND RENEWAL | 350000 | 26507012.75 | 350000 | 26507012.75 | Bethel | 38-S
| University of Alaska Fairbanks | Lind, Maggie Building | EMERGENCY EGRESS LANDING LIGHTING INSTALLATION | 25000 | 26532012.75 | 25000 | 26532012.75 | Bethel | 38-S
| University of Alaska Fairbanks | Lind, Maggie Building | HVAC SYSTEM REFURBISHMENT | 735000 | 27267012.75 | 735000 | 27267012.75 | Bethel | 38-S
| University of Alaska Fairbanks | Lind, Maggie Building | HVAC SYSTEM UPGRADE | 603188 | 27870200.75 | 603188 | 27870200.75 | Bethel | 38-S
| University of Alaska Fairbanks | Lind, Maggie Building | MECHANICAL SYSTEM REROUT | 6000 | 27876200.75 | 6000 | 27876200.75 | Bethel | 38-S
| University of Alaska Fairbanks | Lind, Maggie Building | PLUMBING REFURBISHMENT | 75000 | 27951200.75 | 75000 | 27951200.75 | Bethel | 38-S
| University of Alaska Fairbanks | Lind, Maggie Building | STORAGE SPACE EXPANSION | 10000 | 27961200.75 | 10000 | 27961200.75 | Bethel | 38-S
| University of Alaska Fairbanks | Lind, Maggie Building | STRAPS OR SEISMIC BRACING INSTALLATION | 5000 | 27966200.75 | 5000 | 27966200.75 | Bethel | 38-S
| University of Alaska Fairbanks | Machine Shop | INSTALL HEATING SYSTEM | 65000 | 28031200.75 | 65000 | 28031200.75 | Seward | 29-O
| University of Alaska Fairbanks | Machine Shop | LIGHTING / CEILING UPGRADE | 75000 | 28106200.75 | 75000 | 28106200.75 | Seward | 29-O
| University of Alaska Fairbanks | Machine Shop | MECHANICAL CODE CORRECTIONS | 119600 | 28225800.75 | 119600 | 28225800.75 | Seward | 29-O
| University of Alaska Fairbanks | Machine Shop | RENOVATE BATHROOMS | 35000 | 28260800.75 | 35000 | 28260800.75 | Seward | 29-O
| University of Alaska Fairbanks | Machine Shop | REPLACE WINDOWS AND DOORS | 200000 | 28460800.75 | 200000 | 28460800.75 | Seward | 29-O
| University of Alaska Fairbanks | Machine Shop | REVITALIZE EXTERIOR AND BUILDING ENVELOPE | 750000 | 29210800.75 | 750000 | 29210800.75 | Seward | 29-O
| University of Alaska Fairbanks | Machine Shop | STRUCTURAL ANALYSIS OF MEZZANINE | 50000 | 29260800.75 | 50000 | 29260800.75 | Seward | 29-O
| University of Alaska Fairbanks | Marine Sciences Building | CEILING AND LIGHTING UPGRADES | 472800 | 29733600.75 | 472800 | 29733600.75 | Seward | 29-O
| University of Alaska Fairbanks | Marine Sciences Building | MECHANICAL RENOVATION | 640000 | 30373600.75 | 640000 | 30373600.75 | Seward | 29-O
| University of Alaska Fairbanks | Marine Sciences Building | REMODEL OFFICES/CODE UPGRADE | 175000 | 30548600.75 | 175000 | 30548600.75 | Seward | 29-O
| University of Alaska Fairbanks | Marine Sciences Building | REPLACE WINDOWS, DOORS, AND GARAGE DOORS | 300000 | 30848600.75 | 300000 | 30848600.75 | Seward | 29-O
| University of Alaska Fairbanks | Marine Sciences Building | RE-SPRINKLER BUILDING | 911680 | 31760280.75 | 911680 | 31760280.75 | Seward | 29-O
| University of Alaska Fairbanks | Marine Sciences Building | RESTROOM REHABILITATION | 162800 | 31923080.75 | 162800 | 31923080.75 | Seward | 29-O
| University of Alaska Fairbanks | Marine Sciences Building | REVITALIZE EXTERIOR BUILDING AND BUILDING ENVELOPE | 1628000 | 33551080.75 | 1628000 | 33551080.75 | Seward | 29-O
| University of Alaska Fairbanks | Marine Sciences Building | STRUCTURAL REPAIRS AND SEISMIC BRACING | 850000 | 34401080.75 | 850000 | 34401080.75 | Seward | 29-O
| University of Alaska Fairbanks | Miller House | ACM ABATEMENT AND DEMOLITION OF BUILING ESTIMATED AT 2, 043 SF @$30 PSF | 61290 | 34462370.75 | 61290 | 34462370.75 | Chatanika | 6-C
| University of Alaska Fairbanks | Miller House | DECOMMISSION DOMESTIC WELL | 5000 | 34467370.75 | 5000 | 34467370.75 | Chatanika | 6-C
| University of Alaska Fairbanks | Miller House | DECOMMISSION OUTSIDE TOILET | 5000 | 34472370.75 | 5000 | 34472370.75 | Chatanika | 6-C
| University of Alaska Fairbanks | Miller House | REMOVE FUEL TANK AND CLEAN FUEL SPILL REMAINS | 25000 | 34497370.75 | 25000 | 34497370.75 | Chatanika | 6-C
| University of Alaska Fairbanks | MST Site Building | CONTAMINATED SOILS ISSUES | 114588 | 34611958.75 | 114588 | 34611958.75 | Chatanika | 6-C
| University of Alaska Fairbanks | Nagozruk, Arthur Sr. Building | ADD FLOOR DRAIN IN MEZZANINE ACCORDING TO UPC | 5000 | 34616958.75 | 5000 | 34616958.75 | Nome | 39-T
| University of Alaska Fairbanks | Nagozruk, Arthur Sr. Building | ATTIC FAN ROOM ACCESS HATCH HAS A LOW CURB TO MINIMIZE A LIQUID SPILL SEEPING DOWN ON ELECTRICAL PANELS BELOW. CURB SHOULD HAVE SAFETY WARNING STRIPING TO MITIGATE POTENTIAL TRIP AND FALL. | 25000 | 34641958.75 | 25000 | 34641958.75 | Nome | 39-T
| University of Alaska Fairbanks | Nagozruk, Arthur Sr. Building | REMOVE ABANDONED CAT3 TELEPHONE WIRING AND RECEPTACLES TO COMPLY WITH CODE. | 7500 | 34649458.75 | 7500 | 34649458.75 | Nome | 39-T
| University of Alaska Fairbanks | Nagozruk, Arthur Sr. Building | REPLACE PANELS NL-002 AND NL-005. | 15000 | 34664458.75 | 15000 | 34664458.75 | Nome | 39-T
| University of Alaska Fairbanks | Nagozruk, Arthur Sr. Building | SECURE DOMESTIC HOT WATER EXPANSION TANK IN MECHANICAL MEZZANINE | 5000 | 34669458.75 | 5000 | 34669458.75 | Nome | 39-T
| University of Alaska Fairbanks | Nagozruk, Arthur Sr. Building | SEISMICALLY SECURE WATER HEATER IN MECHANICAL MEZZANINE | 5000 | 34674458.75 | 5000 | 34674458.75 | Nome | 39-T
| University of Alaska Fairbanks | Northwest Campus Education Center | INSTALL 6 GALVANIZED PIPE BOLLARDS ON SOUTH WEST SIDE OF SOUTH PARKING AREA. | 6000 | 34680458.75 | 6000 | 34680458.75 | Nome | 39-T
| University of Alaska Fairbanks | Northwest Campus Education Center | REGRADE SITE TO CREATE E/W DRAINAGE SWALE WITH A SOUTH FLOWING SWALES TO FRONT STREET ON BOTH EADGES OF THE SITE. | 25000 | 34705458.75 | 25000 | 34705458.75 | Nome | 39-T
| University of Alaska Fairbanks | Orca Building | DOWNSIZE THE EXHAUST FANS TO FIT THE PROGRAM | 10000 | 34715458.75 | 10000 | 34715458.75 | Seward | 29-O
| University of Alaska Fairbanks | Orca Building | PROVIDE VENTILATION MAKEUP AIR | 20000 | 34735458.75 | 20000 | 34735458.75 | Seward | 29-O
| University of Alaska Fairbanks | Orca Building | RE-COAT ABOVE GROUND FUEL TANKS | 150000 | 34885458.75 | 150000 | 34885458.75 | Seward | 29-O
| University of Alaska Fairbanks | Owen, Alfred A. Building | ADD ADA VAN PARKING AT THE REAR OF THE BUILDING | 40000 | 34925458.75 | 40000 | 34925458.75 | Kodiak | 32-P
| University of Alaska Fairbanks | Owen, Alfred A. Building | BUILDING MAIN ELECTRICAL SERVICE | 125000 | 35050458.75 | 125000 | 35050458.75 | Kodiak | 32-P
| University of Alaska Fairbanks | Owen, Alfred A. Building | CONDITIONED POWER SUPPLY | 150000 | 35200458.75 | 150000 | 35200458.75 | Kodiak | 32-P
| University of Alaska Fairbanks | Owen, Alfred A. Building | CONVERT LAB VENTILATION TO VAV | 500000 | 35700458.75 | 500000 | 35700458.75 | Kodiak | 32-P
| University of Alaska Fairbanks | Owen, Alfred A. Building | CONVERT PNEUMATIC CONTROLS/UPGRADE DDC | 175000 | 35875458.75 | 175000 | 35875458.75 | Kodiak | 32-P
| University of Alaska Fairbanks | Owen, Alfred A. Building | EMERGENCY GENERATOR UPGRADE | 150000 | 36025458.75 | 150000 | 36025458.75 | Kodiak | 32-P
| University of Alaska Fairbanks | Owen, Alfred A. Building | KITCHEN RANGE UPGRADE | 25000 | 36050458.75 | 25000 | 36050458.75 | Kodiak | 32-P
| University of Alaska Fairbanks | Owen, Alfred A. Building | MODIFY EMERGENCY EXIT DOOR LANDINGS & PROVIDE PATH FROM BUILDING | 200000 | 36250458.75 | 200000 | 36250458.75 | Kodiak | 32-P
| University of Alaska Fairbanks | Owen, Alfred A. Building | R&R ROOF AND FASCIA | 750000 | 37000458.75 | 750000 | 37000458.75 | Kodiak | 32-P
| University of Alaska Fairbanks | Owen, Alfred A. Building | REPAIR AND REPLACE INTERIOR CARPET/PAINT | 500000 | 37500458.75 | 500000 | 37500458.75 | Kodiak | 32-P
| University of Alaska Fairbanks | Owen, Alfred A. Building | REPAIR AND REPLACE MECHANICAL EQUIPMENT AND BOILER | 300000 | 37800458.75 | 300000 | 37800458.75 | Kodiak | 32-P
| University of Alaska Fairbanks | Owen, Alfred A. Building | REPAIR AND REPLACE SIDING / VERTICAL SURFACES | 1740000 | 39540458.75 | 1740000 | 39540458.75 | Kodiak | 32-P
| University of Alaska Fairbanks | Owen, Alfred A. Building | REPAIR COOLING FOR HUB ROOM | 100000 | 39640458.75 | 100000 | 39640458.75 | Kodiak | 32-P
| University of Alaska Fairbanks | Owen, Alfred A. Building | REPAIR CORRODED STRUCTURAL ELEMENTS | 500000 | 40140458.75 | 500000 | 40140458.75 | Kodiak | 32-P
| University of Alaska Fairbanks | Owen, Alfred A. Building | REPAIR MAIN SIDEWALK IN FRONT OF BUILDING TO BE ADA COMPLIANT | 40000 | 40180458.75 | 40000 | 40180458.75 | Kodiak | 32-P
| University of Alaska Fairbanks | Owen, Alfred A. Building | REPLACE BUILDING ROOM & WAYFINDING SIGNAGE TO BE ADA COMPLIANT | 10000 | 40190458.75 | 10000 | 40190458.75 | Kodiak | 32-P
| University of Alaska Fairbanks | Owen, Alfred A. Building | REPLACE CHAMBER REFRIGERATION PLANT | 400000 | 40590458.75 | 400000 | 40590458.75 | Kodiak | 32-P
| University of Alaska Fairbanks | Owen, Alfred A. Building | Replace Chiller | 300000 | 40890458.75 | 300000 | 40890458.75 | Kodiak | 32-P
| University of Alaska Fairbanks | Owen, Alfred A. Building | REPLACE FLUID COOLER | 250000 | 41140458.75 | 250000 | 41140458.75 | Kodiak | 32-P
| University of Alaska Fairbanks | Owen, Alfred A. Building | UPGRADE BUILDING ELECTRICAL DISTRIBUTION | 235000 | 41375458.75 | 235000 | 41375458.75 | Kodiak | 32-P
| University of Alaska Fairbanks | Owen, Alfred A. Building | UPGRADE BUILDING INTERIOR LIGHTING | 300000 | 41675458.75 | 300000 | 41675458.75 | Kodiak | 32-P
| University of Alaska Fairbanks | Owen, Alfred A. Building | UPGRADE EXTERIOR LIGHTING INCLUDING PARKING LOT | 250000 | 41925458.75 | 250000 | 41925458.75 | Kodiak | 32-P
| University of Alaska Fairbanks | Pad Five | MISC CODE UPGRADES | 88509 | 42013967.75 | 88509 | 42013967.75 | Chatanika | 6-C
| University of Alaska Fairbanks | Phase 1 Building | ELECTRICAL REFURBISHMENT | 300000 | 42313967.75 | 300000 | 42313967.75 | Bethel | 38-S
| University of Alaska Fairbanks | Phase 1 Building | FENCE ENCLOSURE INSTALLATION | 35000 | 42348967.75 | 35000 | 42348967.75 | Bethel | 38-S
| University of Alaska Fairbanks | Phase 1 Building | FRAMED ENCLOSURE RENOVATION | 10200 | 42359167.75 | 10200 | 42359167.75 | Bethel | 38-S
| University of Alaska Fairbanks | Phase 1 Building | GLAZING REPLACEMENT AND RENOVATION | 29100 | 42388267.75 | 29100 | 42388267.75 | Bethel | 38-S
| University of Alaska Fairbanks | Phase 1 Building | HVAC SYSTEM REFURBISHMENT | 1735000 | 44123267.75 | 1735000 | 44123267.75 | Bethel | 38-S
| University of Alaska Fairbanks | Phase 1 Building | INTERIOR FINISHES RENOVATIONS | 400000 | 44523267.75 | 400000 | 44523267.75 | Bethel | 38-S
| University of Alaska Fairbanks | Phase 1 Building | IP DOME CAMERA INSTALLATION | 7000 | 44530267.75 | 7000 | 44530267.75 | Bethel | 38-S
| University of Alaska Fairbanks | Phase 1 Building | KNOB HARDWARE REPLACEMENT | 8500 | 44538767.75 | 8500 | 44538767.75 | Bethel | 38-S
| University of Alaska Fairbanks | Phase 1 Building | MECHANICAL SYSTEM RENOVATION | 9500 | 44548267.75 | 9500 | 44548267.75 | Bethel | 38-S
| University of Alaska Fairbanks | Phase 1 Building | PLUMBING AND MECHANICAL SYSTEM RENOVATION | 65000 | 44613267.75 | 65000 | 44613267.75 | Bethel | 38-S
| University of Alaska Fairbanks | Rae, K. M. Marine Education Center | MODERNIZE FIRE ALARM SYSTEM | 125000 | 44738267.75 | 125000 | 44738267.75 | Seward | 29-O
| University of Alaska Fairbanks | Rae, K. M. Marine Education Center | NEW INSULATED SIDING | 850000 | 45588267.75 | 850000 | 45588267.75 | Seward | 29-O
| University of Alaska Fairbanks | Range Administration Center | FIRE ALARM SYSTEM UPGRADES FOR CODE | 200000 | 45788267.75 | 200000 | 45788267.75 | Chatanika | 6-C
| University of Alaska Fairbanks | Red Facility Garage | MISC. REPAIRS TO EXTERIOR | 5900 | 45794167.75 | 5900 | 45794167.75 | Chatanika | 6-C
| University of Alaska Fairbanks | Redstone Antenna Support Building | MISC. REPAIRS TO EXTERIOR | 5000 | 45799167.75 | 5000 | 45799167.75 | Chatanika | 6-C
| University of Alaska Fairbanks | Sackett Hall | DECK CONSTRUCTION | 170000 | 45969167.75 | 170000 | 45969167.75 | Bethel | 38-S
| University of Alaska Fairbanks | Sackett Hall | ELECTRICAL RENOVATION | 358000 | 46327167.75 | 358000 | 46327167.75 | Bethel | 38-S
| University of Alaska Fairbanks | Sackett Hall | ELEVATED WALKWAY CONSTRUCTION | 65000 | 46392167.75 | 65000 | 46392167.75 | Bethel | 38-S
| University of Alaska Fairbanks | Sackett Hall | EMERGENCY EGRESS LIGHTING INSTALLATION | 6500 | 46398667.75 | 6500 | 46398667.75 | Bethel | 38-S
| University of Alaska Fairbanks | Sackett Hall | EXTERIOR ENVELOPE UPGRADE | 1100000 | 47498667.75 | 1100000 | 47498667.75 | Bethel | 38-S
| University of Alaska Fairbanks | Sackett Hall | EXTERIOR PAINTING | 225000 | 47723667.75 | 225000 | 47723667.75 | Bethel | 38-S
| University of Alaska Fairbanks | Sackett Hall | FLOOR FINISHES REPLACEMENT | 150000 | 47873667.75 | 150000 | 47873667.75 | Bethel | 38-S
| University of Alaska Fairbanks | Sackett Hall | FURNISHING REPLACEMENT | 5000 | 47878667.75 | 5000 | 47878667.75 | Bethel | 38-S
| University of Alaska Fairbanks | Sackett Hall | GROUND INSULATION REPAIR AND GRAVEL BALLAST INSTALLATION | 50000 | 47928667.75 | 50000 | 47928667.75 | Bethel | 38-S
| University of Alaska Fairbanks | Sackett Hall | HVAC SYSTEM RENOVATION | 370000 | 48298667.75 | 370000 | 48298667.75 | Bethel | 38-S
| University of Alaska Fairbanks | Sackett Hall | HVAC SYSTEM UPGRADE | 44000 | 48342667.75 | 44000 | 48342667.75 | Bethel | 38-S
| University of Alaska Fairbanks | Sackett Hall | LIFT STATION REPLACEMENT | 150000 | 48492667.75 | 150000 | 48492667.75 | Bethel | 38-S
| University of Alaska Fairbanks | Sackett Hall | LIGHTING REPLACEMENT | 50000 | 48542667.75 | 50000 | 48542667.75 | Bethel | 38-S
| University of Alaska Fairbanks | Sackett Hall | PANEL RELOCATION | 10000 | 48552667.75 | 10000 | 48552667.75 | Bethel | 38-S
| University of Alaska Fairbanks | Sackett Hall | PERIMETER FENCE INSTALLATION | 15000 | 48567667.75 | 15000 | 48567667.75 | Bethel | 38-S
| University of Alaska Fairbanks | Sackett Hall | PIPE BOLLARDS INSTALLATION | 70000 | 48637667.75 | 70000 | 48637667.75 | Bethel | 38-S
| University of Alaska Fairbanks | Sackett Hall | PLUMBING RENOVATION | 425000 | 49062667.75 | 425000 | 49062667.75 | Bethel | 38-S
| University of Alaska Fairbanks | Sackett Hall | ROOM EXPANSION AND RENOVATION | 2500000 | 51562667.75 | 2500000 | 51562667.75 | Bethel | 38-S
| University of Alaska Fairbanks | Sackett Hall | ROOM RENOVATION | 14000 | 51576667.75 | 14000 | 51576667.75 | Bethel | 38-S
| University of Alaska Fairbanks | Sackett Hall | SITE RENEWAL AND UPGRADE | 175000 | 51751667.75 | 175000 | 51751667.75 | Bethel | 38-S
| University of Alaska Fairbanks | Swine Facility | FA SYSTEM UPGRADE | 7000 | 51758667.75 | 7000 | 51758667.75 | Fairbanks | 5-C
| University of Alaska Fairbanks | Swine Facility | HEATING EQUIPMENT REMOVAL | 12500 | 51771167.75 | 12500 | 51771167.75 | Fairbanks | 5-C
| University of Alaska Fairbanks | Swine Facility | STUCTURAL DEFECIENCIES | 200000 | 51971167.75 | 200000 | 51971167.75 | Fairbanks | 5-C
| University of Alaska Fairbanks | Telemetry Administration Building | REROOF | 30000 | 52001167.75 | 30000 | 52001167.75 | Chatanika | 6-C
| University of Alaska Fairbanks | Tok Center Garage | RE-ROOF | 60000 | 52061167.75 | 60000 | 52061167.75 | Tok | 6-C
| University of Alaska Fairbanks | Tok Rural Education Center | CONVERT EXTERIOR LIGHTS FROM INCANDESCENT TO LED | 30000 | 52091167.75 | 30000 | 52091167.75 | Tok | 6-C
| University of Alaska Fairbanks | Tok Rural Education Center | ELECTRICAL AND PHONE REWIRING | 5000 | 52096167.75 | 5000 | 52096167.75 | Tok | 6-C
| University of Alaska Fairbanks | Tok Rural Education Center | INSTALL AN NEW CENTER SIGN THAT IS CONSISTENT WITH NEW UAF SIGNS AND BRANDING | 7000 | 52103167.75 | 7000 | 52103167.75 | Tok | 6-C
| University of Alaska Fairbanks | Tok Rural Education Center | INSTALL BUILDING SECURITY ALARM SYSTEM | 25000 | 52128167.75 | 25000 | 52128167.75 | Tok | 6-C
| University of Alaska Fairbanks | Tok Rural Education Center | INTERIOR FINISHES UPGRADE | 50000 | 52178167.75 | 50000 | 52178167.75 | Tok | 6-C
| University of Alaska Fairbanks | Tok Rural Education Center | LANDSCAPING IMPROVEMENT | 5000 | 52183167.75 | 5000 | 52183167.75 | Tok | 6-C
| University of Alaska Fairbanks | Tok Rural Education Center | PROVIDE 1 HOUR SEPARATION AT STORAGE ROOM AND LAUNDRY ROOM | 5000 | 52188167.75 | 5000 | 52188167.75 | Tok | 6-C
| University of Alaska Fairbanks | Tok Rural Education Center | PROVIDE CRAWL SPACE VENTILATION | 15000 | 52203167.75 | 15000 | 52203167.75 | Tok | 6-C
| University of Alaska Fairbanks | Tok Rural Education Center | REPAIR AND ADD HEADBOLT OUTLETS & ADA COMPLIANT HB'S | 25000 | 52228167.75 | 25000 | 52228167.75 | Tok | 6-C
| University of Alaska Fairbanks | Tok Rural Education Center | REPLACE SEPTIC TANK AND SYSTEM TO LARGER APPROPRIATE SIZE | 80000 | 52308167.75 | 80000 | 52308167.75 | Tok | 6-C
| University of Alaska Fairbanks | Tok Rural Education Center | REPLACE STAIR TO MECHANICAL ROOM W/ METAL GALVANIZED STAIR | 10000 | 52318167.75 | 10000 | 52318167.75 | Tok | 6-C
| University of Alaska Fairbanks | Tool Crib, A-Rab | MISC. REPAIRS TO EXTERIOR | 5000 | 52323167.75 | 5000 | 52323167.75 | Chatanika | 6-C
| University of Alaska Fairbanks | UAF Community and Technical College Center | FIRE ALARM UPGRADE ALL FLOORS | 400000 | 52723167.75 | 400000 | 52723167.75 | Fairbanks | 1-A
| University of Alaska Fairbanks | UAF Community and Technical College Center | REMAINING FIRST AND SECOND FLOOR RENOVATION. | 4500000 | 57223167.75 | 4500000 | 57223167.75 | Fairbanks | 1-A
| University of Alaska Fairbanks | UAF Community and Technical College Center | ROOF DRAINS OVERLOAD | 400000 | 57623167.75 | 400000 | 57623167.75 | Fairbanks | 1-A
| University of Alaska Fairbanks | UAF Community and Technical College Center | UPGRADE THE EAST BUILDING STAIRWELL | 500000 | 58123167.75 | 500000 | 58123167.75 | Fairbanks | 1-A
| University of Alaska Fairbanks | Visitor Center | CHANGE DOOR KNOBS TO LEVERS FOR ADA COMPLIANCE | 5000 | 58128167.75 | 5000 | 58128167.75 | Fairbanks | 5-C
| University of Alaska Fairbanks | Visitor Center | ELECTRICAL SYSTEMS UPGRADE | 7000 | 58135167.75 | 7000 | 58135167.75 | Fairbanks | 5-C
| University of Alaska Fairbanks | Visitor Center | FLOORING REPLACEMENT . | 21945 | 58157112.75 | 21945 | 58157112.75 | Fairbanks | 5-C
| University of Alaska Fairbanks | Visitor Center | RE-LEVEL FOUNDATION | 25000 | 58182112.75 | 25000 | 58182112.75 | Fairbanks | 5-C
| University of Alaska Fairbanks | Visitor Center | REPAINT BUILDING EXTERIOR | 25000 | 58207112.75 | 25000 | 58207112.75 | Fairbanks | 5-C
| University of Alaska Fairbanks | Visitor Center | REPAIR CRACKS IN THE BATHROOM 100R1 | 5000 | 58212112.75 | 5000 | 58212112.75 | Fairbanks | 5-C
| University of Alaska Fairbanks | Visitor Center | REPAIR RAMP TO DECK FOR ADA | 10000 | 58222112.75 | 10000 | 58222112.75 | Fairbanks | 5-C
| University of Alaska Fairbanks | Visitor Center | REPLACE SECOND EXIT STAIR | 25000 | 58247112.75 | 25000 | 58247112.75 | Fairbanks | 5-C
| University of Alaska Fairbanks | Visitor Center | SITE IMPROVEMENTS UPGRADE | 5000 | 58252112.75 | 5000 | 58252112.75 | Fairbanks | 5-C
| University of Alaska Fairbanks | Voc-Tech Building | ROOM SIGNAGE INSTALLMENT | 2500 | 58254612.75 | 2500 | 58254612.75 | Bethel | 38-S
| University of Alaska Fairbanks | Voc-Tech Building | COMBUSTION AIR OPENING REPAIR | 165000 | 58419612.75 | 165000 | 58419612.75 | Bethel | 38-S
| University of Alaska Fairbanks | Voc-Tech Building | CONDUIT REPAIR AND GFCI OUTLET INSTALLATION | 5000 | 58424612.75 | 5000 | 58424612.75 | Bethel | 38-S
| University of Alaska Fairbanks | Voc-Tech Building | DIGITAL CONTROLS INSTALLMENT | 20250 | 58444862.75 | 20250 | 58444862.75 | Bethel | 38-S
| University of Alaska Fairbanks | Voc-Tech Building | EMERGENCY EGRESS LANDING LIGHTING INSTALLATION | 65000 | 58509862.75 | 65000 | 58509862.75 | Bethel | 38-S
| University of Alaska Fairbanks | Voc-Tech Building | HVAC SYSTEM REPLACEMENT | 400000 | 58909862.75 | 400000 | 58909862.75 | Bethel | 38-S
| University of Alaska Fairbanks | Voc-Tech Building | LIGHTING REPLACEMENT | 16000 | 58925862.75 | 16000 | 58925862.75 | Bethel | 38-S
| University of Alaska Fairbanks | Voc-Tech Building | MDP DEMOLITION AND RELOCATION | 675000 | 59600862.75 | 675000 | 59600862.75 | Bethel | 38-S
| University of Alaska Fairbanks | Voc-Tech Building | OVERHEAD PIPING REROUTE | 10000 | 59610862.75 | 10000 | 59610862.75 | Bethel | 38-S
| University of Alaska Fairbanks | Voc-Tech Building | PLUMBING SYSTEM RENOVATION | 500000 | 60110862.75 | 500000 | 60110862.75 | Bethel | 38-S
| University of Alaska Fairbanks | Voc-Tech Building | RESTROOM RENOVATION | 150000 | 60260862.75 | 150000 | 60260862.75 | Bethel | 38-S
| University of Alaska Fairbanks | Voc-Tech Building | SITE WORK RENOVATION | 55000 | 60315862.75 | 55000 | 60315862.75 | Bethel | 38-S
| University of Alaska Fairbanks | Warm Storage Building | ADD ELECTRICAL OUTLETS TO REMOVE PLUG STRIPS | 50000 | 60365862.75 | 50000 | 60365862.75 | Chatanika | 6-C
| University of Alaska Fairbanks | Wood, Margaret Building | ALARM MONITOR INSTALLMENT | 5000 | 60370862.75 | 5000 | 60370862.75 | Dillingham | 37-S
| University of Alaska Fairbanks | Wood, Margaret Building | EXTERIOR LIGHTING UPGRADE | 13000 | 60383862.75 | 13000 | 60383862.75 | Dillingham | 37-S
| University of Alaska Fairbanks | Wood, Margaret Building | HVAC RENOVATIONS FOR CODE AND AGED EQUIPMENT | 390000 | 60773862.75 | 390000 | 60773862.75 | Dillingham | 37-S
| University of Alaska Fairbanks | Wood, Margaret Building | INTERIOR LIGHTING UPGRADE | 10000 | 60783862.75 | 10000 | 60783862.75 | Dillingham | 37-S
| University of Alaska Fairbanks | Wood, Margaret Building | ROOM ADDITION | 240000 | 61023862.75 | 240000 | 61023862.75 | Dillingham | 37-S
| University of Alaska Fairbanks | Wood, Margaret Building | SIGNAGE INSTALLMENT | 25000 | 61048862.75 | 25000 | 61048862.75 | Dillingham | 37-S
| University of Alaska Fairbanks | Wood, Margaret Building | SIGNAGE REFURBISHMENT | 15000 | 61063862.75 | 15000 | 61063862.75 | Dillingham | 37-S
| University of Alaska Fairbanks | Wood, Margaret Building | SPRINKLER INSTALLMENT | 65000 | 61128862.75 | 65000 | 61128862.75 | Dillingham | 37-S
| University of Alaska Fairbanks | Yellow Lab | 100% REPLACEMENT OF VENTILATION SYSTEM | 107100 | 61235962.75 | 107100 | 61235962.75 | Seward | 29-O
| University of Alaska Fairbanks | Yellow Lab | BUILDING ENVELOPE AND EXTERIOR RENOVATIONS | 228690 | 61464652.75 | 228690 | 61464652.75 | Seward | 29-O
| University of Alaska Fairbanks | Yellow Lab | CEILING AND LIGHTING UPGRADES | 66300 | 61530952.75 | 66300 | 61530952.75 | Seward | 29-O
| University of Alaska Fairbanks | Yellow Lab | RENOVATE ELECTRICAL SYSTEM | 98337 | 61629289.75 | 98337 | 61629289.75 | Seward | 29-O
| University of Alaska Fairbanks | Yellow Lab | RENOVATE FIRE ALARM SYSTEM | 35550 | 61664839.75 | 35550 | 61664839.75 | Seward | 29-O
| University of Alaska Fairbanks | Yellow Lab | RENOVATE MECHANICAL SYSTEM | 128066 | 61792905.75 | 128066 | 61792905.75 | Seward | 29-O
| University of Alaska Fairbanks | Yellow Lab | Replace Windows | 56700 | 61849605.75 | 56700 | 61849605.75 | Seward | 29-O
| University of Alaska Fairbanks | Yellow Lab | RESTROOM RENOVATION | 26746 | 61876351.75 | 26746 | 61876351.75 | Seward | 29-O
| University of Alaska Fairbanks | Yellow Lab | SITE REPAIRS INCLUDING REVISIONS TO SEAWATER SYSTEM | 575000 | 62451351.75 | 575000 | 62451351.75 | Seward | 29-O
| University of Alaska Fairbanks | Yellow Lab | STRUCTURAL REPAIRS | 225000 | 62676351.75 | 225000 | 62676351.75 | Seward | 29-O
| University of Alaska Fairbanks | Yup'ik Language Center | ADJUST WALKWAY CONNECTING TO KU105, ENCLOSE CRAWL SPACE. | 65000 | 62741351.75 | 65000 | 62741351.75 | Bethel | 38-S
| University of Alaska Fairbanks | Yup'ik Language Center | BURIED CIRCUIT, RISER, AND GROUNDING INSTALLATION | 10000 | 62751351.75 | 10000 | 62751351.75 | Bethel | 38-S
| University of Alaska Fairbanks | Yup'ik Language Center | ELECTRICAL RENOVATION AND RENEWAL | 145000 | 62896351.75 | 145000 | 62896351.75 | Bethel | 38-S
| University of Alaska Fairbanks | Yup'ik Language Center | EXIT SIGNS REPLACEMENT, EMERGENCY AND EGRESS LANDING LIGHTS INSTALLATION | 6000 | 62902351.75 | 6000 | 62902351.75 | Bethel | 38-S
| University of Alaska Fairbanks | Yup'ik Language Center | FENCE-MOUNTED HEADBOLT HEATER DUPLEX OUTLET REPLACEMENT | 5000 | 62907351.75 | 5000 | 62907351.75 | Bethel | 38-S
| University of Alaska Fairbanks | Yup'ik Language Center | FIRE ALARM REPLACEMENT AND RENEWAL | 25000 | 62932351.75 | 25000 | 62932351.75 | Bethel | 38-S
| University of Alaska Fairbanks | Yup'ik Language Center | INSULATION REPLACEMENT AND RENEWAL | 5750 | 62938101.75 | 5750 | 62938101.75 | Bethel | 38-S
| University of Alaska Fairbanks | Yup'ik Language Center | LIGHTING AND SWITCHING REPLACEMENT | 16000 | 62954101.75 | 16000 | 62954101.75 | Bethel | 38-S
| University of Alaska Fairbanks | Yup'ik Language Center | PIPE BOLLARDS INSTALLATION | 75000 | 63029101.75 | 75000 | 63029101.75 | Bethel | 38-S
| University of Alaska Fairbanks | Yup'ik Language Center | REAR DOOR LANDING RENOVATION | 40000 | 63069101.75 | 40000 | 63069101.75 | Bethel | 38-S
| University of Alaska Fairbanks | Yup'ik Language Center | RENOVATION AND RENEWAL OF FACILTY | 700000 | 63769101.75 | 700000 | 63769101.75 | Bethel | 38-S
| University of Alaska Fairbanks | Yup'ik Language Center | STRUCTURAL CONNECTION INSTALLATION | 5000 | 63774101.75 | 5000 | 63774101.75 | Bethel | 38-S
| University of Alaska Fairbanks | Yup'ik Museum, Library & Cultural Ctr | ABS CONDUIT DEMOLITION AND CABLE TRAY INSTALLMENT | 5000 | 63779101.75 | 5000 | 63779101.75 | Bethel | 38-S
| University of Alaska Fairbanks | Yup'ik Museum, Library & Cultural Ctr | AIR HANDLER MAINTENANCE AND RENOVATION | 7250 | 63786351.75 | 7250 | 63786351.75 | Bethel | 38-S
| University of Alaska Fairbanks | Yup'ik Museum, Library & Cultural Ctr | BURIED CIRCUIT, RISER, AND GROUNDING INSTALLATION | 15000 | 63801351.75 | 15000 | 63801351.75 | Bethel | 38-S
| University of Alaska Fairbanks | Yup'ik Museum, Library & Cultural Ctr | CARPET REPLACEMENT | 110000 | 63911351.75 | 110000 | 63911351.75 | Bethel | 38-S
| University of Alaska Fairbanks | Yup'ik Museum, Library & Cultural Ctr | CHILLER, CHILLED WATER PIPING, AND PUMPING SYSTEM DEMOLITION | 11250 | 63922601.75 | 11250 | 63922601.75 | Bethel | 38-S
| University of Alaska Fairbanks | Yup'ik Museum, Library & Cultural Ctr | DATA/COMM SYSTEMS UPGRADES | 85000 | 64007601.75 | 85000 | 64007601.75 | Bethel | 38-S
| University of Alaska Fairbanks | Yup'ik Museum, Library & Cultural Ctr | ELECTRICAL SYSTEM RENOVATION | 180000 | 64187601.75 | 180000 | 64187601.75 | Bethel | 38-S
| University of Alaska Fairbanks | Yup'ik Museum, Library & Cultural Ctr | EMERGENCY EGRESS LIGHTING INSTALLATION | 50000 | 64237601.75 | 50000 | 64237601.75 | Bethel | 38-S
| University of Alaska Fairbanks | Yup'ik Museum, Library & Cultural Ctr | EXTERIOR RENEWAL AND ENERGY UPGRADE | 1200000 | 65437601.75 | 1200000 | 65437601.75 | Bethel | 38-S
| University of Alaska Fairbanks | Yup'ik Museum, Library & Cultural Ctr | EXTERIOR SIDING REPLACEMENT AND REPAINT | 50000 | 65487601.75 | 50000 | 65487601.75 | Bethel | 38-S
| University of Alaska Fairbanks | Yup'ik Museum, Library & Cultural Ctr | FIRE ALARM SYSTEM REPLACEMENT | 250000 | 65737601.75 | 250000 | 65737601.75 | Bethel | 38-S
| University of Alaska Fairbanks | Yup'ik Museum, Library & Cultural Ctr | FLOOR BOX OUTLET REPLACEMENT | 65000 | 65802601.75 | 65000 | 65802601.75 | Bethel | 38-S
| University of Alaska Fairbanks | Yup'ik Museum, Library & Cultural Ctr | HPS FIXTURE REPLACEMENT | 5000 | 65807601.75 | 5000 | 65807601.75 | Bethel | 38-S
| University of Alaska Fairbanks | Yup'ik Museum, Library & Cultural Ctr | HVAC SYSTEM UPGRADE | 12750 | 65820351.75 | 12750 | 65820351.75 | Bethel | 38-S
| University of Alaska Fairbanks | Yup'ik Museum, Library & Cultural Ctr | HVAC SYSTEMS RENOVATION | 500000 | 66320351.75 | 500000 | 66320351.75 | Bethel | 38-S
| University of Alaska Fairbanks | Yup'ik Museum, Library & Cultural Ctr | INTERIOR ARCHITECTURAL RENOVATIONS | 85000 | 66405351.75 | 85000 | 66405351.75 | Bethel | 38-S
| University of Alaska Fairbanks | Yup'ik Museum, Library & Cultural Ctr | INTERIOR REFINISH AND REPAINT | 310000 | 66715351.75 | 310000 | 66715351.75 | Bethel | 38-S
| University of Alaska Fairbanks | Yup'ik Museum, Library & Cultural Ctr | IP DOME CAMERA INSTALLATION | 10000 | 66725351.75 | 10000 | 66725351.75 | Bethel | 38-S
| University of Alaska Fairbanks | Yup'ik Museum, Library & Cultural Ctr | LIGHTING CONTROL REPLACEMENT | 10000 | 66735351.75 | 10000 | 66735351.75 | Bethel | 38-S
| University of Alaska Fairbanks | Yup'ik Museum, Library & Cultural Ctr | LIGHTING RENOVATION | 50000 | 66785351.75 | 50000 | 66785351.75 | Bethel | 38-S
| University of Alaska Fairbanks | Yup'ik Museum, Library & Cultural Ctr | LIGHTING REPLACEMENT | 65000 | 66850351.75 | 65000 | 66850351.75 | Bethel | 38-S
| University of Alaska Fairbanks | Yup'ik Museum, Library & Cultural Ctr | LOAD STUDY | 25000 | 66875351.75 | 25000 | 66875351.75 | Bethel | 38-S
| University of Alaska Fairbanks | Yup'ik Museum, Library & Cultural Ctr | MUSEUM STORAGE AND DISPLAY CASEWORK | 210000 | 67085351.75 | 210000 | 67085351.75 | Bethel | 38-S
| University of Alaska Fairbanks | Yup'ik Museum, Library & Cultural Ctr | PANEL REPLACEMENT | 10000 | 67095351.75 | 10000 | 67095351.75 | Bethel | 38-S
| University of Alaska Fairbanks | Yup'ik Museum, Library & Cultural Ctr | PEDESTRIAN LIGHTING POLE REPLACEMENT | 10000 | 67105351.75 | 10000 | 67105351.75 | Bethel | 38-S
| University of Alaska Fairbanks | Yup'ik Museum, Library & Cultural Ctr | PIPE INSULATION REPLACEMENT | 7000 | 67112351.75 | 7000 | 67112351.75 | Bethel | 38-S
| University of Alaska Fairbanks | Yup'ik Museum, Library & Cultural Ctr | PLUMBING REPAIR | 65000 | 67177351.75 | 65000 | 67177351.75 | Bethel | 38-S
| University of Alaska Fairbanks | Yup'ik Museum, Library & Cultural Ctr | REVITALIZE THE LABS-SOUTH WING | 225000 | 67402351.75 | 225000 | 67402351.75 | Bethel | 38-S
| University of Alaska Fairbanks | Yup'ik Museum, Library & Cultural Ctr | ROOM AND EQUIPMENT RENOVATION | 5000 | 67407351.75 | 5000 | 67407351.75 | Bethel | 38-S
| University of Alaska Fairbanks | Yup'ik Museum, Library & Cultural Ctr | SIDING AND RAILING REFINISH | 425000 | 67832351.75 | 425000 | 67832351.75 | Bethel | 38-S
| University of Alaska Fairbanks | Yup'ik Museum, Library & Cultural Ctr | STEAM BOILER DEMOLITION | 25000 | 67857351.75 | 25000 | 67857351.75 | Bethel | 38-S
| University of Alaska Fairbanks | Yup'ik Museum, Library & Cultural Ctr | WALL AND CEILING REPAIR | 250000 | 68107351.75 | 250000 | 68107351.75 | Bethel | 38-S
| University of Alaska Fairbanks | Yup'ik Museum, Library & Cultural Ctr | WATER CLOSET REPLACEMENT | 6000 | 68113351.75 | 6000 | 68113351.75 | Bethel | 38-S
| University of Alaska Fairbanks | Yup'ik Museum, Library & Cultural Ctr | WATER CLOSET ROOM REPAIR | 125000 | 68238351.75 | 125000 | 68238351.75 | Bethel | 38-S
| University of Alaska Fairbanks | Voc-Tech Building | ELECTRICAL DISTRIBUTION CENTER REPLACEMENT | 50000 | 68288351.75 | 50000 | 68288351.75 | Bethel | 38-S
| University of Alaska Fairbanks | Wood, Margaret Building | REPLACE FIRE ALARM SYSTEM | 45000 | 68333351.75 | 45000 | 68333351.75 | Dillingham | 37-S
|  |  | TOTAL | 68333351.75

## UA System Office
University of Alaska
(Formatted to Thousands)
|  |  |  | Project Cost ($00.0) | Running Total ($00.0) | GF Cost ($00.0) | GF Running Total ($00.0)
Dept. | [7 empty] | Location (City) | House District
Priority | Allocation | Project Title | Project Description
| UA System Office | Butrovich, John Building | DETERMINE SOLUTION FOR THE COW'S TOUNGE ROOF DRAIN THAT IS DISCHARGING WATER ON TO THE ADA PARKING SPACES ON NORTH EAST SIDE OF THE BUILDING; | 50000 | 50000 | 50000 | 50000 | Fairbanks | 5-C
| UA System Office | Butrovich, John Building | FLASHING ON THE GLASS CANOPY; | 65000 | 115000 | 65000 | 115000 | Fairbanks | 5-C
| UA System Office | Butrovich, John Building | INSTALL HEARING LOOP.; INSTALL HEARING LOGIN IN ROOM 350A, THE OCCUPANCY IS 109. | 10000 | 125000 | 10000 | 125000 | Fairbanks | 5-C
| UA System Office | Butrovich, John Building | INSTALL HUMIDIFICATION SYSTEM FOR ALL 4 AIR HANDLING UNITS; | 135000 | 260000 | 135000 | 260000 | Fairbanks | 5-C
| UA System Office | Butrovich, John Building | INSTALL WAINSCOAT PANELS IN THE VISTIBULE OF REGENTS CONFERENCE ROOM ; | 50000 | 310000 | 50000 | 310000 | Fairbanks | 5-C
| UA System Office | Butrovich, John Building | LIGHTING UPGRADE; LIGHTING UPGRADE INCLUDING LUTRON CONTROLS AND RE-BALLAST PARABOLIC LIGHTING FIXTURES IN THE WHOLE BUILDING - APPROX. 800 FIXTURES. BALLAST ARE AT END OF LIFE. REPLACE ARTWORK LIGHTING FIXTURES WITH LEDS. REPLACE ARTWORK LIGHTING FIXTURES WITH LEDS | 700000 | 1010000 | 700000 | 1010000 | Fairbanks | 5-C
| UA System Office | Butrovich, John Building | PAINT EAST EXTERIOR EXIT DOOR FROM ROOM 109B AT LOADING LOCK; | 5000 | 1015000 | 5000 | 1015000 | Fairbanks | 5-C
| UA System Office | Butrovich, John Building | RECONSTRUCT EAST PARKING LOT, SIDEWALKS , CURB AND GUTTER ; SCOPE NEED RE-EVALUATION AFTER SNOW MELT. MAY NEED RESEALING EVERY 3 YEARS | 564000 | 1579000 | 564000 | 1579000 | Fairbanks | 5-C
| UA System Office | Butrovich, John Building | REFURBISH BUILDING RESTROOMS INCLUDING LIGHTING UPGRADE 100M2, 100W2, 200R1, 200R2, 200M3, 200W3; | 360000 | 1939000 | 360000 | 1939000 | Fairbanks | 5-C
| UA System Office | Butrovich, John Building | REPAIR CONCRETE PANELS AT THE BOTTOM OF THE COOLING TOWERS THAT IS SPALLING; | 95000 | 2034000 | 95000 | 2034000 | Fairbanks | 5-C
| UA System Office | Butrovich, John Building | REPLACE CARPET BUILDING WIDE ; THE CARPET BUILDING WIDE IS SHOWING SIGNS OF WEAR AND TEAR AND FOR A CONSISTENT LOOK A BUILDING WIDE CARPET REPLACEMENT IS NEEDED. IT IS ESTIMATED $8 PSF | 300000 | 2334000 | 300000 | 2334000 | Fairbanks | 5-C
| UA System Office | Butrovich, John Building | REPLACE CARPET ON THE FIRST FLOOR AT TRANSMISSION FROM HALLWAY TO OFFICES WITH STALE TO MARCH SECOND FLOOR ; | 290000 | 2624000 | 290000 | 2624000 | Fairbanks | 5-C
| UA System Office | Butrovich, John Building | REPLACE BACK CANOPY LIGHTING FIXTURES WITH LEDS ; THE PROJECT IS TO REPLACE THE EXISTING CANOPY LIGHTS WITH MORE ENERGY EFFICIENT LED LIGHTS | 5000 | 2629000 | 5000 | 2629000 | Fairbanks | 5-C
| UA System Office | Butrovich, John Building | REPLACE BUILDING ROOM SIGNS; THE ROOM NUMBER AND ROOM FUNCTION SIGN IN BUTROVICH DO NOT MEET THE ADA REQUIREMENTS. THE SIGNS ARE MISSING BRAILLE. ALL THE SIGNS NEEDED TO BE REPLACED | 10000 | 2639000 | 10000 | 2639000 | Fairbanks | 5-C
| UA System Office | Butrovich, John Building | REPLACE HALLWAY CARPET AND CEILING ON FLOOR FIRST AND SECOND FLOOR; | 254000 | 2893000 | 254000 | 2893000 | Fairbanks | 5-C
| UA System Office | Butrovich, John Building | REPLACE LIGHTS AND LIGHTING CONTROLS; BUTROVICH LIGHTS ARE ALWAYS ILLUMINATED DUE TO LACK OF LIGHT SWITCHING. THE FIXTRES ARE APPROCHING 40-YEARS OLD ANDNEED TO BE RETROFITTED | 1548000 | 4441000 | 1548000 | 4441000 | Fairbanks | 5-C
| UA System Office | Butrovich, John Building | REPLACE RECESSED CAN LIGHTING FIXTURES WITH LEDS IN THE MAIN HALLWAY; | 185000 | 4626000 | 185000 | 4626000 | Fairbanks | 5-C
| UA System Office | Butrovich, John Building | REPLACE STAR TREADS WITH MORE DURABLE MATERIAL TERRAZO , SLATE OR QUARZITE TILE.; | 285000 | 4911000 | 285000 | 4911000 | Fairbanks | 5-C
| UA System Office | Butrovich, John Building | REPLACEMENT OF THE WEST SIDE RETAINING WALL; | 400000 | 5311000 | 400000 | 5311000 | Fairbanks | 5-C
| UA System Office | Butrovich, John Building | RETRO-COMMISSIONING; | 50000 | 5361000 | 50000 | 5361000 | Fairbanks | 5-C
| UA System Office | University Lake Building | Building Wiring - Replace building wiring | 30000 | 5391000 | 30000 | 5391000 | Anchorage | 17-I
| UA System Office | University Lake Building | Chiller - Liebert Unit - Replace Chiller - Liebert Unit | 10000 | 5401000 | 10000 | 5401000 | Anchorage | 17-I
| UA System Office | University Lake Building | Faucets & Sinks - Replace faucets and sinks throughout building | 1000 | 5402000 | 1000 | 5402000 | Anchorage | 17-I
| UA System Office | University Lake Building | Med Bath - 4 to 5 units no Shower - Medium bathroom renovation (4 to 5 units, no shower) including ADA updates and general remodeling | 60000 | 5462000 | 60000 | 5462000 | Anchorage | 17-I
| UA System Office | University Lake Building | Painting - Re-paint building exterior | 184000 | 5646000 | 184000 | 5646000 | Anchorage | 17-I
| UA System Office | University Lake Building | Return Fans - 5 to 10 HP - Replace Return Fans - 5 to 10 HP | 208000 | 5854000 | 208000 | 5854000 | Anchorage | 17-I
| UA System Office | University Lake Building | Smoke/Heat Detectors (Stand Alone) - Replace Smoke/Heat Detectors (Stand Alone) | 47200 | 5901200 | 47200 | 5901200 | Anchorage | 17-I
| UA System Office | University Lake Building | Windows - Small - Replace small exterior windows | 162000 | 6063200 | 162000 | 6063200 | Anchorage | 17-I
| UA System Office | University Lake Building Annex | Building Wiring - Replace building wiring | 63500 | 6126700 | 63500 | 6126700 | Anchorage | 17-I
| UA System Office | University Lake Building Annex | Painting - Re-paint building exterior | 98000 | 6224700 | 98000 | 6224700 | Anchorage | 17-I
| UA System Office | University Lake Building Annex | Return Fans - 5 to 10 HP - Replace Return Fans - 5 to 10 HP | 130000 | 6354700 | 130000 | 6354700 | Anchorage | 17-I
| UA System Office | University Lake Building Annex | Windows - Small - Replace small exterior windows | 108000 | 6462700 | 108000 | 6462700 | Anchorage | 17-I
|  |  | TOTAL | 6462700

## UAS Main & Community Campuses
University of Alaska
(Formatted to Thousands)
|  |  |  | Project Cost ($00.0) | Running Total ($00.0) | GF Cost ($00.0) | GF Running Total ($00.0)
Dept. | [7 empty] | Location (City) | House District
Priority | Allocation | Project Title | Project Description
| University of Alaska Southeast | Infrastructure | Campus Back Up Power System; UAS has several back up power systems that provide power to a few systems that have been deemed critical to campus. However, much of campus is not able to work during a power outage because there are many electrical systems that are not connected to a back-up power system. This project will install additional back-up power systems that can accommodate all of the electrical demands on the main Juneau campus. | 1000000 | 1000000 | 1000000 | 1000000 | Juneau | 34-Q
| University of Alaska Southeast | Infrastructure | Covered Stairway Soboleff / Railing; The pedestrian route from the courtyard to the lower levels classrooms in Novatney & Whitehead buildings is not intuitive, which causes students and staff to take a shortcut down the steep grass slope between the Whitehead and Soboleff buildings. This is not a formal sidewalk or stairway and is unsafe, especially during the winter when the slope is covered in ice or snow. This project will install a covered stairway from the courtyard down to the lower sidewalk level. | 200000 | 1200000 | 200000 | 1200000 | Juneau | 34-Q
| University of Alaska Southeast | Infrastructure | Grounds Green House; UAS grounds does a lot with plants on campus and having a greenhouse would greatly improve the diversity, dependability and efficiencies of plantings on campus. This project would install a 30x50 green house somewhere close to campus | 100000 | 1300000 | 100000 | 1300000 | Juneau | 34-Q
| University of Alaska Southeast | Infrastructure | Install more Security Cameras; UAS currently has security cameras at the entrances of our main buildings and parking lots. However, there are many staff and faculty on campus that campus safety will be improved with more cameras on campus to capture all building entrances and major hallways. This project will install more security cameras around campus in these areas. | 200000 | 1500000 | 200000 | 1500000 | Juneau | 34-Q
| University of Alaska Southeast | Infrastructure | Jones House driveway; Connect Jones House to Auke Lake Way with driveway. | 80000 | 1580000 | 80000 | 1580000 | Juneau | 34-Q
| University of Alaska Southeast | Infrastructure | Juneau Campus parking lot and sidewalk repairs; Constructed in the mid-1980’s, many of the paved sidewalks and parking lots around the University of Alaska Southeast (UAS) Juneau campus are either beginning to fail, or nearing the end of their useful lives. In order to set priorities for repairing the numerous pavement and drainage deficiencies, this work will be done in phases. This project phase will remove and replace about 20% of the pavement in the 3-10 year category identified in the Engineers pavement report | 100000 | 1680000 | 100000 | 1680000 | Juneau | 34-Q
| University of Alaska Southeast | Infrastructure | Juneau Campus Pavement Replacement Phase 2; Constructed in the mid-1980’s, many of the paved surfaces around the University of Alaska Southeast (UAS) Juneau campus are either beginning to fail, or nearing the end of their useful lives. In order to set priorities for repairing the numerous pavement and drainage deficiencies, this work will be done in phases. This project phase will remove and replace about one half of the pavement in the 3-10 year category identified in the Engineers pavement report | 500000 | 2180000 | 500000 | 2180000 | Juneau | 34-Q
| University of Alaska Southeast | Infrastructure | Juneau Campus Pavement Replacement Phase 3; Constructed in the mid-1980’s, many of the paved surfaces around the University of Alaska Southeast (UAS) Juneau campus are either beginning to fail, or nearing the end of their useful lives. In order to set priorities for repairing the numerous pavement and drainage deficiencies, this work will be done in phases. This project phase will remove and replace about one half of the pavement in the 3-10 year category identified in the Engineers pavement report | 700000 | 2880000 | 700000 | 2880000 | Juneau | 34-Q
| University of Alaska Southeast | Infrastructure | Landscaping Around Apartment Units; The landscaping around the Housing Apartment Units has died over the years and has not been replaced. This project will replace and improve the landscaping around the Housing Apartment Units. This project can be phased over several years as funding becomes available. | 200000 | 3080000 | 200000 | 3080000 | Juneau | 34-Q
| University of Alaska Southeast | Infrastructure | Renovate Water Main; The 16-inch watermain that supplies juneau main campus is almost 49 years old and has failed in two locations. It is unknown if there are other sections of this water main that is reaching the failure point. This project will investigate the condition of this water main, estimate risk of another failure, make reccomendations for improvments, and construct these improvments | 999999.9999 | 4079999.9999 | 999999.9999 | 4079999.9999 | Juneau | 34-Q
| University of Alaska Southeast | Infrastructure | Replace dumpster & recycle facility #2; Existing facility is dated and does not fit current housing look. New structure would be similar to facility constructed in 2012. | 450000 | 4529999.9999 | 450000 | 4529999.9999 | Juneau | 34-Q
| University of Alaska Southeast | Infrastructure | Stairway Covers; The exterior stairways frequently experience a buildup of snow and ice on the steps. Grounds crews spend an inordinate amount of time removing snow and ice. However, it is often not enough to keep up with the Juneau freeze thaw cycles. This project will install covers over the stairways to prevent snow buildup and reduce the risk of students slipping. | 40000 | 4569999.9999 | 40000 | 4569999.9999 | Juneau | 34-Q
| University of Alaska Southeast | Infrastructure | Student Housing Courtyard Resurfacing; Housing courtyard is surfaced with grass create pavers that have not functioned as advertised. The housing courtyard has an un-finished muddy look. This project will install new concrete pavers and landscaping | 125000 | 4694999.9999 | 125000 | 4694999.9999 | Juneau | 34-Q
| University of Alaska Southeast | Infrastructure | TEC Overpass - Paint and DOT Maintenance List; Inspections performed by DOT&PF bridge section recommend the over pass be repainted. This project will repaint the overpass with a composite paint system that is expected to last more than 50 years. | 150000 | 4844999.9999 | 150000 | 4844999.9999 | Juneau | 34-Q
| University of Alaska Southeast | Hendrickson, Waino E. Building | Install elevated non-conductive grating in utility corridor; Access to the electrical shutoff for the building is through a corridor that has potential to be flooded by the water supply line. This project will install a non-conductive floor grating to ensure safe access to the electrical shutoff in the event of a water supply line failure. | 75000 | 4919999.9999 | 75000 | 4919999.9999 | Juneau | 34-Q
| University of Alaska Southeast | Hendrickson, Waino E. Building | Lower level entry vestibule & roof installation; This project will add an entry vestibule to the existing lower entrance door to the Hendrickson building. This will improve the thermal efficiently of the building and lower heating costs. This project can be designed, bid and constructed in the current fiscal year | 125000 | 5044999.9999 | 125000 | 5044999.9999 | Juneau | 34-Q
| University of Alaska Southeast | Hendrickson, Waino E. Building | Replace mansard; Replace mansard | 75000 | 5119999.9999 | 75000 | 5119999.9999 | Juneau | 34-Q
| University of Alaska Southeast | Hendrickson, Waino E. Building | Replace Roofing System; Hendrickson Roof was replaced in 1999 and is due to be replaced in ?? Years. | 500000 | 5619999.9999 | 500000 | 5619999.9999 | Juneau | 34-Q
| University of Alaska Southeast | Hendrickson Annex | Demolish & Repurpose Hendrickson Annex; The Hendrickson Annex is more than 36 years old and half of the building was a "temporary" addition that was not built to standard permanent construction standards. The construction quality of the addition is one small step above an ATCO trailer, it is not an efficient use of energy, accommodations or work space. With the proposed UA reductions this building will no longer be needed. | 75000 | 5694999.9999 | 75000 | 5694999.9999 | Juneau | 34-Q
| University of Alaska Southeast | Hendrickson Annex | Replace exterior deck and ramp access; The Exterior Deck going around the Hendrickson Annex building is exposed to Juneau's rainy weather and is starting to rot. This project will replace the deck and ramp access. | 79903 | 5774902.9999 | 79903 | 5774902.9999 | Juneau | 34-Q
| University of Alaska Southeast | Hendrickson Annex | Replace metal roof and skylights; The metal roofing system is xx years old and reaching the end of it's useful life. This project will replace the roofing system. | 192244 | 5967146.9999 | 192244 | 5967146.9999 | Juneau | 34-Q
| University of Alaska Southeast | Soboleff, Walter A. Building | Art Lab Ceiling / Lighting Replacement; The Ceiling and lights in the lower Soboleff building are no longer supported with of the shelf parts requiring special ordering and salvaging other lights. The ceiling is outdated and the type makes any utility work difficult and expensive. This project will remove the existing ceiling and install a new drop ceiling matching other places on campus. | 50000 | 6017146.9999 | 50000 | 6017146.9999 | Juneau | 34-Q
| University of Alaska Southeast | Soboleff, Walter A. Building | Fence Surrounding Pottery Kiln; This project will install a fence around the Kiln area improve the esthetic appareance of this natural gathreing area. The fence will include locking gates that will help protect and secure the equipment and supplies stored in the Kiln shelter. | 40000 | 6057146.9999 | 40000 | 6057146.9999 | Juneau | 34-Q
| University of Alaska Southeast | Whitehead, William Massie and Dorothy Johnson Building | Replace ASHP; UAS has several buildings with LG Air Source Heat Pumps to heat the building. Unfortunately, they have not performed as intended with lower heat recovery and frequent breakdowns. Getting someone to repair the system has been expensive and difficult, resulting in the system being down for months. This project will replace the ASHP with a system that is more reliable. This project supports UA’s priority of reducing fixed cost base by increasing efficiency of the heating system and lowering annual energy costs. | 500000 | 6557146.9999 | 500000 | 6557146.9999 | Juneau | 34-Q
| University of Alaska Southeast | Novatney, Dorothy Building | Replace Elevator; Elevator equipment is……....xxx years old. The existing elevator rocks and rattles and makes riders feel uncomfortable. This project will replace the elevator. The Elevator technician recommend in 2017 the elevator be replaced soon | 327000 | 6884146.9999 | 327000 | 6884146.9999 | Juneau | 34-Q
| University of Alaska Southeast | Mourant, Rob Building | Fire Alarm Replacement; Fire alarm system is over 35 years old. Servicing of system is becoming difficult. | 60000 | 6944146.9999 | 60000 | 6944146.9999 | Juneau | 34-Q
| University of Alaska Southeast | Mourant, Rob Building | Replace Lighting in Cafeteria; The lighting fixtures in the Cafeteria are a vintage 1970's and makes the room look retro-outdated. This project will replace the lighting with LED lights and fixtures that are more generic so they do not go out of style in 10 years | 75000 | 7019146.9999 | 75000 | 7019146.9999 | Juneau | 34-Q
| University of Alaska Southeast | Egan, William A. Library and Classroom Wing | Emergency Power Improvements; Upgrade emergency power so Egan can act as a back-up IT base, Also some additional power for mechanical pumps | 100000 | 7119146.9999 | 100000 | 7119146.9999 | Juneau | 34-Q
| University of Alaska Southeast | Egan, William A. Library and Classroom Wing | Renovate HVAC controls; Eliminate Pneumatic Controls, upgrade HVAC controls, investigate energy recovery upgrades | 1000000 | 8119146.9999 | 1000000 | 8119146.9999 | Juneau | 34-Q
| University of Alaska Southeast | Egan, William A. Library and Classroom Wing | Replace carpet; The carpet in the Egan Library was installed when the building was constructed. The carpet is now more than 20 years old, fading and showing its age with holes being covered up with throw rugs in high traffic areas. This project will replace carpet in the main building | 225000 | 8344146.9999 | 225000 | 8344146.9999 | Juneau | 34-Q
| University of Alaska Southeast | Egan, William A. Library and Classroom Wing | Replace Elevator; The Elevator in the Egan Library was installed in 19xx. Elevator Technician recommended in 2017 the elevator be re-built soon Front and rear opening original Otis equipment with early microprocessor LRV. The Vendor was running out of these boards in 2020 and recommend a full modernization. | 327000 | 8671146.9999 | 327000 | 8671146.9999 | Juneau | 34-Q
| University of Alaska Southeast | Egan, William A. Library and Classroom Wing | Replace the Screening Room seating; The existing seating is not comfortable for the modern American student and needs to be replaced with wider seats. | 100000 | 8771146.9999 | 100000 | 8771146.9999 | Juneau | 34-Q
| University of Alaska Southeast | Anderson, Clarence L. Building | Anderson Scuba Locker / Lab Repurpose; The laboratory currently located in the NSRL building will be moving over to the Anderson building to consolidate space and programs and subsequently sale or lease the NSRL building. This project will renovate the Scuba Locker in the Anderson building to accommodate this lab | 350000 | 9121146.9999 | 350000 | 9121146.9999 | Juneau | 34-Q
| University of Alaska Southeast | Anderson, Clarence L. Building | Anderson Window replacement; Aging windows are inefficient, and difficult to open and close. Replacing windows will reduce heating costs through more efficient design, and by making windows easier to close and latch. Some windows are also showing a metallic colored patina. | 800000 | 9921146.9999 | 800000 | 9921146.9999 | Juneau | 34-Q
| University of Alaska Southeast | Anderson, Clarence L. Building | Replace hazmat shed; The exterior shell of the hazmat shed is rusted thru in several spaces exposing the inner insulation shell. The inner metal shell appears to be still intact. The shelter needs to be replaced before the inner steel shell rust thru. | 80000 | 10001146.9999 | 80000 | 10001146.9999 | Juneau | 34-Q
| University of Alaska Southeast | Student Lodge | Install elevator; There is no ADA access to the top meeting room in the lodge. However, this space is currently used as storage and no student programs use this space | 217661 | 10218807.9999 | 217661 | 10218807.9999 | Juneau | 34-Q
| University of Alaska Southeast | Student Lodge | Replace lighting in main rooms with LED; Existing lighting is harsh and does not give the space a welcoming atmosphere. This project will hire a consultant to design a slighting system that is more appropriate for a loge atmosphere | 20000 | 10238807.9999 | 20000 | 10238807.9999 | Juneau | 34-Q
| University of Alaska Southeast | Student Lodge | Upgrade Generator Controls; The housing lodge generator is still running off mechanical controls. This project will upgrade the controls to electronic that provide more control to operators. | 100000 | 10338807.9999 | 100000 | 10338807.9999 | Juneau | 34-Q
| University of Alaska Southeast | Student Housing Unit A | Re-Keying ; The local lock smith's are no longer servicing the existing Mortis Lock System. This project will re-place the lock systems at housing | 100000 | 10438807.9999 | 100000 | 10438807.9999 | Juneau | 34-Q
| University of Alaska Southeast | Student Housing Unit A | Replace Boilers in the Housing Units; The Boilers in the housing units were installed in early 1980s and are reaching the end of their useful life. This project will replace the boilers and install current heating components associated with boilers. They can be replaced one at a time as funding becomes available. | 350000 | 10788807.9999 | 350000 | 10788807.9999 | Juneau | 34-Q
| University of Alaska Southeast | Technical Education Center | Boiler Replacement; Marine Core (TEC) building boilers date from the 1983 construction of the Technical Education Center and have reached the end of their service lives. This project will conduct a system heating analysis looking at options for replacing the boilers with oil, electric, or heat pump systems. Then the most long term economical heating system will be designed and installed. | 500000 | 11288807.9999 | 500000 | 11288807.9999 | Juneau | 34-Q
| University of Alaska Southeast | Technical Education Center | Classroom Wall Partition; The existing classroom in the Technical Education Center can accommodate 75 students. While this is appropriate for a few classes, most of the classes held in this room have fewer than 40 students. Adding a folding wall to this classroom will improve the teaching environment for the smaller classes sizes and make it possible to schedule more classes in the same space. | 90000 | 11378807.9999 | 90000 | 11378807.9999 | Juneau | 34-Q
| University of Alaska Southeast | Technical Education Center | Exterior Lighting Replacement ; The exterior lighting at the Marine Core Technical Education Building is dimly lit contributing to the higher crime rate in this area of town. This project will replace existing lighting system with a new LED lighting system that increases the ambient light to nationally recognized standards while reducing the overall power consumption. This project can be designed and constructed in the current fiscal year | 100000 | 11478807.9999 | 100000 | 11478807.9999 | Juneau | 34-Q
| University of Alaska Southeast | Technical Education Center | Exterior Wall Panel Replacement - Phase 1; The Marine Core Technical Education Center building is exposed to severe weather off the channel. The finish on 3100 sq. ft... of siding is failing and the panels beneath are rusting after 35 years of exposure. Increase insulation value from R-10 to R-30. This project will repair or replace the siding on the second floor down Channel side only. | 200000 | 11678807.9999 | 200000 | 11678807.9999 | Juneau | 34-Q
| University of Alaska Southeast | Technical Education Center | Exterior Wall Panel Replacement - Phase Il; The Marine Core Technical Education Center building is exposed to severe weather off the channel. The finish on 3100 sq. ft... of siding is failing and the panels beneath are rusting after 35 years of exposure. Increase insulation value from R-10 to R-30. This project will repair or replace the siding of the East, West, North sides of the building. | 1000000 | 12678807.9999 | 1000000 | 12678807.9999 | Juneau | 34-Q
| University of Alaska Southeast | Technical Education Center | Exterior Wall Panel Replacement - Phase Ill; The Marine Core Technical Education Center building is exposed to severe weather off the channel. The finish siding is failing and the panels beneath are rusting after 35 years of exposure. This project will repair or replace the siding of the penthouse. | 125000 | 12803807.9999 | 125000 | 12803807.9999 | Juneau | 34-Q
| University of Alaska Southeast | Technical Education Center | Overhead Door Replacement; The overhead doors accessing Automotive, Diesel and Construction Tech shops have reached the end of their useful life and no longer shut tightly and keep the elements outside. This project will replace the existing overhead doors which will lower our heating costs. | 150000 | 12953807.9999 | 150000 | 12953807.9999 | Juneau | 34-Q
| University of Alaska Southeast | Technical Education Center | Replace Roof System; The TEC roof is xx years old and the warranty was xx years. The roof has reached it's life expectancy, pavers are crumbling and the roof system should be replaced. This project will replace roof on the Technical Education Center (TEC) in Juneau. These project would remove and replace existing roofing systems and add insulation to meet current design standards. | 750000 | 13703807.9999 | 750000 | 13703807.9999 | Juneau | 34-Q
| University of Alaska Southeast | Technical Education Center | Upgrade interior lights to LED; Existing fixtures are old and should be replaced. | 240000 | 13943807.9999 | 240000 | 13943807.9999 | Juneau | 34-Q
| University of Alaska Southeast | Stover House | Accessible toilet rooms; Facilities Services does not have a accessible restroom. This project will remodel one restroom to be accessible | 200000 | 14143807.9999 | 200000 | 14143807.9999 | Juneau | 34-Q
| University of Alaska Southeast | Stover House | Add accessibility entry; Facilities Services building does not have an accessible access to the second floor. This project will install an elevator or similar | 125000 | 14268807.9999 | 125000 | 14268807.9999 | Juneau | 34-Q
| University of Alaska Southeast | Stover House | Facilities fuel shed & tank replacement; The facilities tool shed and fuel tanks were set up as a temporary facility more than 25 years ago. The sheds are now rotting and the tanks are rusting. This project will replace the shed and tanks with new facilities that are intended to be permanent including fuel dispensers that collect purchase data that can be uploaded to the Facilities Services accounting system. This will reduce the cost of manual tracking of fuel purchases. This project can be designed and constructed in the current fiscal year. | 225000 | 14493807.9999 | 225000 | 14493807.9999 | Juneau | 34-Q
| University of Alaska Southeast | Stover House | Pave Parking Lot - Phase 2; One half of the Facilities parking lot is gravel, causing dust, mud and increased maintenance costs. This project will Pave the second half of the gravel parking lot and extend lighting up the driveway. | 150000 | 14643807.9999 | 150000 | 14643807.9999 | Juneau | 34-Q
| University of Alaska Southeast | Banfield, Mildred H. Hall | Banfield Hall Fuel Tank Replacement; Banfield Hall fuel tank is xx years old and reached the end of their useful life and need to be replaced before they start leaking. | 150000 | 14793807.9999 | 150000 | 14793807.9999 | Juneau | 34-Q
| University of Alaska Southeast | Banfield, Mildred H. Hall | Install Back-up Power; Banfield Hall is a student residence hall and does not have any back-up power. If Juneau had an extended power outage, the building would go cold and could not be used. | 260000 | 15053807.9999 | 260000 | 15053807.9999 | Juneau | 34-Q
| University of Alaska Southeast | Banfield, Mildred H. Hall | Install Electronic Key Card System; Electronic Door Locking systems similar to what hotels use are becoming more flexible and affordable. This project will install card lock system on the front door and the bedroom doors. | 45000 | 15098807.9999 | 45000 | 15098807.9999 | Juneau | 34-Q
| University of Alaska Southeast | Banfield, Mildred H. Hall | Replace Corridor Lighting with LED; Lights in the corridors are dim and to not create an inviting atmosphere. This project will replace the existing lights with LED lights that are more energy efficient with a lighting design more appropriate for a residence hall | 440000 | 15538807.9999 | 440000 | 15538807.9999 | Juneau | 34-Q
| University of Alaska Southeast | Banfield, Mildred H. Hall | Replace Elevator; The Elevator in Banfield hall was installed in 1996 and the oil pump unit was replaced in 2016? However, the elevator control unit is no longer being serviced by the vendor and we would have no way to repair it if it should fail. Also, the smoke closures are of an old style that is no longer recommended. This project will replace the controls and smoke closures. | 172449.6875 | 15711257.6874 | 172449.6875 | 15711257.6874 | Juneau | 34-Q
| University of Alaska Southeast | Banfield, Mildred H. Hall | Replace Roofing System; The roofing system on Banfield Hall is 23 years old and the warranty has expired. | 300000 | 16011257.6874 | 300000 | 16011257.6874 | Juneau | 34-Q
| University of Alaska Southeast | Student Recreation Center | Exterior Lighting for Parking & Building; The existing lighting system is using old technology and is not evenly distributed across the site. This creates shadows and bright spots making it difficult to see walking surfaces, leading to trips and falls. The existing light fixtures placed along the walkway are of a poor quality and require a lot of time and expense to keep operating. This project will replace all of the exterior lights with new LED lighting system which will reduce power costs and increase safety of students, staff and faculty. Funding for this project will be split with the Army National Guard according to the current use agreement. This project can be designed, bid and constructed in the current fiscal year. | 135000 | 16146257.6874 | 135000 | 16146257.6874 | Juneau | 34-Q
| University of Alaska Southeast | Student Recreation Center | Replace Sliding Cantilever Gates with Vertical Swing Gates; Existing sliding cantilever gates fail frequently during cold weather and high snow events. This project will replace the sliding gates with Vertical swing gates which have worked well at other locations in Juneau. Funding for this project will be split with the Army National Guard according to the current use agreement. This project can be designed, bid and constructed in the current fiscal year. | 55000 | 16201257.6874 | 55000 | 16201257.6874 | Juneau | 34-Q
| University of Alaska Southeast | Natural Sciences Research Lab | Replace fire alarm & detection system; Natural Science Research Lab (NSRL) fire alarm and detection system will not be supported by the manufacturer in the near future and needs to be replaced | 85000 | 16286257.6874 | 85000 | 16286257.6874 | Juneau | 34-Q
| University of Alaska Southeast | Pugh, John R. Residence Hall | Install Electronic Key Card System; Electronic Door Locking systems similar to what hotels use are becoming more flexible and affordable. This project will install card lock system on the front door and the bedroom doors. | 45000 | 16331257.6874 | 45000 | 16331257.6874 | Juneau | 34-Q
| University of Alaska Southeast | Pugh, John R. Residence Hall | Replace ASHP; The Air Source Heat Pumps have not performed as intened with lower heat recovery and frequent breakdowns. Getting someone to repair the system has been difficult, resulting in the system being down for months. This project will replace the ASHP with a system that is more reliable. | 500000 | 16831257.6874 | 500000 | 16831257.6874 | Juneau | 34-Q
| University of Alaska Southeast | Zieglar, Adolph H. Building | Add vestibules/window and curtain wall replacement; This building was constructed in late 1960s and did not include no vestibules on entry doors. The seals on the glass curtain wall have failed creating fogging in-between the window panes. This project will install vestibules on the doorways and replace the glass curtain walls. These improvements will improve the comfort of the building interior and reduce heating cost. | 150000 | 16981257.6874 | 150000 | 16981257.6874 | Ketchikan | 36-R
| University of Alaska Southeast | Zieglar, Adolph H. Building | Install Back-up Power; Ketchikan currently does not have a back-up power system. This project will install a generator and switching for temporary back-up power to the Ziegler and Paul Buildings. Electrical Engineer based estimate on a 200 KW generator installed in parking lot. | 260000 | 17241257.6874 | 260000 | 17241257.6874 | Ketchikan | 36-R
| University of Alaska Southeast | Zieglar, Adolph H. Building | Install Electronic Key Card System; Electronic Door Locking systems are becoming more flexible and affordable. This type of system will allow greater flexibility to administration in who is allowed in the building. It also provides a greater security by quickly keeping door locked for someone who has recently lost privileges to building access. This project will install card lock system on the building entrance doors for Paul / Zenger / Maritime buildings | 50000 | 17291257.6874 | 50000 | 17291257.6874 | Ketchikan | 36-R
| University of Alaska Southeast | Paul, William L. Building | ADA Entry; The main entrance to Paul is a ramp is steeper than allowed by ADA Accessibility Guidelines (ADAAG). This project will remove and replace existing sidewalks, ramps, handrails and associated retaining walls in order meet current ADA regulations. This project can be designed, bid and constructed in the current fiscal year | 350000 | 17641257.6874 | 350000 | 17641257.6874 | Ketchikan | 36-R
| University of Alaska Southeast | Paul, William L. Building | Add vestibules/window and curtain wall replacement; This building was constructed in early 1970s and did not include no vestibules on entry doors. The seals on the glass curtain wall have failed creating fogging in-between the window panes. This project will install vestibules on the doorways and replace the glass curtain walls. These improvements will improve the comfort of the building interior and reduce heating cost. | 150000 | 17791257.6874 | 150000 | 17791257.6874 | Ketchikan | 36-R
| University of Alaska Southeast | Paul, William L. Building | Replace 5th level access; This is a platform lift. | 100000 | 17891257.6874 | 100000 | 17891257.6874 | Ketchikan | 36-R
| University of Alaska Southeast | Southeast Alaska Maritime Training Center | Install Back-up Power; Ketchikan currently does not have a back-up power system. This project will install a generator and switching for temporary back-up power. Electrical Engineer based estimate on a 200 KW generator installed in parking lot. | 260000 | 18151257.6874 | 260000 | 18151257.6874 | Ketchikan | 36-R
| University of Alaska Southeast | Southeast Alaska Maritime Training Center | Replace Roofing System; Southeast Alaska Maritime Training Center houses ship’s bridge training simulators, health sciences and general science labs, classrooms, and faculty offices. All essential programs to UAS's mission. The Maritime Center roof is more than 40 years old, and has exceeded its useful life. The roof system has very little insulation causing substantial heat loss and high heating costs. Inadequate insulation is more than a thermal issue; the sound of heavy rain reverberating on the roof is so loud it disrupts classes, forcing faculty to shout to be heard. This project will replace the roof system with a new well insulated roofing system that has a 40 year warranty that will save 10%-15% in annual heating costs. Economic Impact Project funding is estimated to be proportionately used for 75% Local Construction Contractors, 15% Alaska Architecture/Engineering Consultants, 10% UAS project management. | 800000 | 18951257.6874 | 800000 | 18951257.6874 | Ketchikan | 36-R
| University of Alaska Southeast | Southeast Alaska Maritime Training Center | Siding & add insulation (formerly Hamilton); Replace existing 35 year old damaged siding. Add insulation under. | 250000 | 19201257.6874 | 250000 | 19201257.6874 | Ketchikan | 36-R
| University of Alaska Southeast | Southeast Alaska Maritime Training Center | Siding & add insulation (formerly Robertson); This building was constructed using tilt-up concrete slabs with no added insulation. This project will install a layer of insulation on exterior concrete walls and then an enameled steel siding layer. This will improve the building appearance, heating efficiency and lower the heating costs. | 350000 | 19551257.6874 | 350000 | 19551257.6874 | Ketchikan | 36-R
| University of Alaska Southeast | Hangar 332 | Atrium Skylight Replace/Repair; Sitka Campus main entry overhead skylight is showing evidence of leaks; maintenance has caulked leaky areas as a temporary solution. This project will provide a more permanent water seal around the skylight. | 100000 | 19651257.6874 | 100000 | 19651257.6874 | Sitka | 35-R
| University of Alaska Southeast | Hangar 332 | Campus Emergency Power; Sitka Campus Emergency Power: Sitka Campus does not currently have a backup generator for power failure. The campus houses important research material in deep freeze freezers; a prolonged power failure could cause irreplaceable damage to research materials. Student instruction and employee work cannot proceed during a power outage. During the COVID-19 pandemic, UAS relocated their -80 Degree freezer to the Sitka fire hall because they had back-up power and then it could be used for storage services for the Pfizer Vaccine. This project will install an emergency generator that can accommodate campus operations during a power outage, thus protecting the research materials and improving the resiliency of the UAS Sitka campus and improve support and services during an emergency Economic Impact: Project funding is estimated to be proportionately used for 75% Local Construction Contractors, 15% Alaska Architecture/Engineering Consultants, 10% UAS project management. | 500000 | 20151257.6874 | 500000 | 20151257.6874 | Sitka | 35-R
| University of Alaska Southeast | Hangar 332 | Canopy between hangar entrance and Kiln shed entrance; Canopy over this doorway will improve maintenance and extend the life of the entry by protecting the doorway from snow and rain. | 100000 | 20251257.6874 | 100000 | 20251257.6874 | Sitka | 35-R
| University of Alaska Southeast | Hangar 332 | Canopy over welding shop exterior door; Canopy over this doorway will improve maintenance and extend the life of the entry by protecting the doorway from snow and rain. | 75000 | 20326257.6874 | 75000 | 20326257.6874 | Sitka | 35-R
| University of Alaska Southeast | Hangar 332 | Elevator replacement; Original building elevator has shown signs of failure; current fix is to replace circuit board; parts are difficult to find; may require replacement | 327000 | 20653257.6874 | 327000 | 20653257.6874 | Sitka | 35-R
| University of Alaska Southeast | Hangar 332 | Remove exterior chiller; The exterior chiller is non-functional, and requires an active circulating pump to keep water from freezing. Removal of the chiller will allow the decommissioning of the chiller circulating pump which will save money. | 45000 | 20698257.6874 | 45000 | 20698257.6874 | Sitka | 35-R
| University of Alaska Southeast | Hangar 332 | Replace Windows; Windows are aging and do not provide adequate insulating capacity. Windows need to be replaced in order to decrease building heating costs. | 250000 | 20948257.6874 | 250000 | 20948257.6874 | Sitka | 35-R
| University of Alaska Southeast | Hangar 332 | SIT inspect/repair shed roof over campus offices; The shed roof over the office portion of the campus facilities leaks periodically. This project will inspect and recommend repair alternatives and costs to fix this issue. | 155000 | 21103257.6874 | 155000 | 21103257.6874 | Sitka | 35-R
|  |  | TOTAL | 21103257.6874