## UA Priority Projects
University of Alaska
(Formatted to Thousands)
|  |  |  | Project Cost ($00.0) | Running Total ($00.0) | GF Cost ($00.0) | GF Running Total ($00.0)
Dept. | [7 empty] | Location (City) | House District
Priority | Allocation | Project Title | Project Description
1 | University of Alaska Fairbanks | Fairbanks Campus Building Interior & Systems Renewal (Bartlett/Moore student housing) | Many of the buildings at UAF were constructed in the 1960s and 1970s and the original building interiors and systems are in very poor to failing condition, no longer adequate for current enrollment demands, and require replacement or upgrading. The systems, including finishes, plumbing, ventilation, heating, lighting, and electrical, are expensive to operate due to their low efficiencies and lack of replacement parts and are no longer in compliance with current life safety codes. Failing systems are causing partial building closures across campus, increasing operating cost for temporary space or in some cases displacing students to off-campus housing. In some cases, these deteriorating systems have caused class and research cancellation and eroded UAF’s ability to obtain new grants and initiatives. Replacement of these systems will allow for increased energy efficiencies and better environmental control throughout UAF’s facilities. Projects in this category lower operational cost by upgrading or replacing old building systems with current up-to-date technology where there is greater payback. The work will also renew aging, highly-used components including sanitation improvements, securing aging interior classrooms and labs and addressing building code/life safety issues. The work will reduce the backlog of deferred renewal and increase the useful life of these facilities. Besides improving building functionality, renewed finishes, doors, restrooms, and classrooms create a better impression for current and future students and the public. Modern, attractive facilities have a direct correlation to student enrollment and success. The building interior and systems renewal projects address building finishes, plumbing, electrical and heating/ventilation systems to increase efficiency, reduce maintenance costs, and improve the living environment of highly used buildings. The projects also reduce building code deficiencies, a growing deferred renewal backlog, and address life safety items related to building interior finishes such as doors, hardware, flooring, and ceilings. Due to the age of UAF buildings, most projects have asbestos removal aspects and require upgrades to current codes and standards. The work performed within these projects preserves current facilities, extends the life of systems and reduces risk of failure that would impact program delivery. • Bartlett Hall and Moore Hall Modernization and Renewal: Bartlett and Moore Hall are UAF’s largest residence halls, housing 644 undergraduate and graduate students throughout the academic year. Built in the mid-1960’s, the original sanitary plumbing infrastructure is corroded to the point of failure throughout both buildings, causing multiple partial building closures over the previous four years. Additionally, both facilities are showing their age and do not meet the modern student’s expectations for campus housing. Architectural finishes are dated, damaged and severely worn. Aging light fixtures are energy inefficient. The existing laundry located in the basement of Bartlett Hall poses safety concerns due to a significant egress code violation. This project will modernize both residence halls’ restrooms, laundry facilities and associated sanitation infrastructure by replacing the plumbing systems and reconfiguring the restrooms to comply with current building codes, ADA standards and modern student resident expectations. Lighting and architectural finishes will be modernized to enhance the student experience. The Bartlett Hall laundry will be relocated to the ground floor to resolve code issues. • Bunnell Elevator Modernization: The existing elevator is original to the building with minor updates in the early 1990’s to the hydraulic pump. The State Elevator Inspector has cited several deficiencies with the elevator and recently the elevator has developed an electrical controls issues that causes it to stop between floors. UAF’s elevator maintenance contractor has made repairs to keep the lift code compliant and operable. Despite their efforts, the unit is at the end of its useful life and is the most pressing elevator replacement project on campus. The project will replace the entire unit with a modern elevator within the same structural shaft. • Campus Wide Restroom Renovations: Renovate outdated restrooms campus wide to include new fixtures, finishes, partitions, lighting, etc. The work will include major plumbing code corrections, ADA compliance, and asbestos abatement. The goal is to improve sanitation and modernize the campus experience while addressing deferred maintenance and end-of-life systems that are a strain on the maintenance staff. The goal is to renovate a minimum of two to three restroom suites per year within buildings that are over 40 years old, many of which have restrooms original to the facility. For Fy23, one to two restrooms within each Duckering, Elvey, and Bunnell. | 20500000 | 20500000 | 20500000 | 20500000 | Fairbanks | 5-C
2 | University of Alaska Anchorage | Campus Building Interior & Systems Renewal (Professional Studies Building, Wendy Williams Auditorium, Social Sciences Building) | Many of the original buildings on the UAA campus were constructed in the early- to mid-1970s and the building systems are beginning to fail and are no longer adequate for the current demands and require replacement or upgrading. The mechanical, electrical and Heating Ventilation and Air Conditioning (HVAC) systems in particular fall into this category. Replacement parts for many of these systems are no longer available. The older systems are very expensive to operate due to their low efficiencies. Replacement of these systems would allow for increased energy efficiencies and better environmental control throughout the building. This project will replace failing piping, inadequate electrical systems, inefficient lighting, boilers, fans, deficient variable air volume (vav) boxes and upgrade the building automation system controls. This energy savings performance project will incorporate mechanical and electrical system improvements to three critical facilities, the Professional Studies Building (PSB), the Wendy Williamson Auditorium (WWA), and the Social Sciences Building (SSB). PSB and WWA are connected facilities and they share some of the infrastructure scheduled for replacement as part of this project. All three facilities were constructed in the early 1970s and the infrastructure, for the most part, is original and requires replacement. The electrical and mechanical systems are antiquated and are beyond their useful life. • Professional Studies Building (PSB) scope will include LED lighting upgrades, electrical safety upgrades, boiler replacement, replacement of the existing air handling unit fan with a fan wall system, and convert outdated pneumatic controls to direct digital controls (DDC). • Wendy Williamson Auditorium (WWA) scope will include LED Lighting upgrades, electrical safety upgrades, conversion of pneumatic controls to DDC, and hot water pump replacements. • Social Sciences Building (SSB).scope will include LED lighting conversion, electrical safety upgrades, the addition of hydronic heating to the 2nd & 3rd floors of the building, conversion of pneumatic controls to DDC, and fin tube repairs. | 11171000 | 31671000 | 11171000 | 31671000 | Anchorage | 17-I
3 | University of Alaska Southeast | Building Envelope & Roof Systems (Deck Mansards Replacement Paul Building) | Building Envelope and Roof Systems provides our Students, Staff, Faculty and building systems the protection from wind, rain, snow and cold. When a building envelope fails, everything inside the building is at risk of damage, decay and can make the building unsafe and unusable. Building envelopes last 30-50 years depending on the construction type and require periodic cleaning, repainting, and resealing. New roof systems last 40-60 years and besides periodic cleaning need little maintenance. Two buildings in Juneau and both buildings in Sitka and Ketchikan campus building envelopes are more than 40 years old, showing signs of compromise and need to be replaced. One current priority projects in this category include: • KTN – Paul Deck Mansards Replacement: The Paul Building has a Mansard type roof system that was constructed using a cement bonded siding material. This material has proven not to be able to withstand the frequent precipitation experienced in Ketchikan Alaska and is now falling apart. This project will replace the siding/roofing material with a Bermuda metal material that is more resistant to constant rain. This project can be designed, bid and constructed in the current fiscal year. | 100000 | 31771000 | 100000 | 31771000 | Ketchikan | 36-R
4 | University of Alaska Anchorage | Campus Building Envelope & Roof Systems Renewal (Consortium and Arcade & Bridge Lounge) | This project will address campus-wide deferred maintenance and renewal and renovation requirements for building envelope and roof systems. It will include roof repair and replacement, doors, windows, vapor barriers, siding, weatherization, insulation; and other building envelope issues. • Consortium Library: This project will demolish the existing roof system, increase parapet cap height, upgrade structural components for seismic restraint, replace roof decking as required and install a new roofing system. • Arcade & Bridge Lounge Spine Connecting East & West Campus: This project will demolish the existing roof system, increase parapet cap height, upgrade structural components for seismic restraint, replace roof decking as required and install a new roofing system. | 900000 | 32671000 | 900000 | 32671000 | Anchorage | 17-I
5 | University of Alaska Fairbanks | Campus Infrastructure & Exterior Renewal (sanitary sewer lines) | Without robust and functioning infrastructure, program delivery is severely hampered and student health and welfare is adversely affected. Buildings and their occupants require basic infrastructure such as sanitary sewers, electrical power, drinking water, and connectivity via pedestrian pathways to be fully functional and serve the academic and research needs of campus. The severe Fairbanks climate and years of operation beyond the functional age of these systems have taken a toll on the campus support systems and now pose a significant hazard to the students, faculty, staff, and community. These projects will address infrastructures that are at risk of imminent failure and in urgent need of replacement in order to safely support the UAF campus. The work will address major code deficiencies and reduce maintenance callouts for these existing aging systems. The improvements also include repairs to pedestrian access paths by targeted replacement of failing lighting fixtures, walkways, ADA ramps, and stairs. • MBS Exterior Lighting: The Moore-Bartlett-Skarland Residence Hall complex is the largest housing complex on the Fairbanks campus, supporting undergraduate through doctoral candidate students during throughout the academic year. Student access to the facility is hampered by low-light levels and students frequently express concern for safety and security around the buildings. The project will replace inadequate exterior lighting with new, energy efficient LED fixtures on all four sides of the building. | 325000 | 32996000 | 325000 | 32996000 | Fairbanks | 5-C
6 | University of Alaska Anchorage | Campus Security and Safety (replace exterior/interior doors) | Situated in the UMED district in the largest city in Alaska, safety and security is a university top priority. Security enhancements improved by this project will allow UAA to keep current in compliance with Clery Act and will promote a safe campus, minimizing risk for the students and campus community. Security enhancements include expansion of recently upgraded access control system, key control management system, emergency communication platform upgrades, and wayfinding. | 429000 | 33425000 | 429000 | 33425000 | Anchorage | 17-I
7 | University of Alaska Fairbanks | Safety and Regulatory Compliance (renew HVAC and hydronic system, pool refurbishment, fire alarms, door replacement) | Providing a safe and compliant campus for everyone is the top priority at UAF. UAF works hard to maintain a healthy campus, reduce risk to our building occupants, and ensure students have the safest experience possible, yet the aging campus is requiring larger upgrades to reduce risk and prevent injury. There are many facilities constructed prior to code adoption in the State of Alaska that do not meet current requirements for ventilation, disease mitigation, emergency egress, ADA/Title IX, and fire protection. Remaining in compliance requires an on-going effort to modify and upgrade every component of campus from exterior hardscapes, elevators, building passageways, and restrooms to fire alarms, locker rooms, signage and security infrastructure. Safety and regulatory compliance projects provide updates to building features meant to protect the occupants and reduce risk to our students, staff, and faculty. Work includes updating ventilation to ensure sufficient fresh air is supplied to occupied rooms, replacing fire alarm systems, correcting emergency egress paths, and abating asbestos-containing material. • Fairbanks Campus Doors, Hardware, and Security Renewal: The Fairbanks Campus has over 9,000 doors secured with a keying system that is 20-years beyond its patented expiration date. The antiquated keying system severely compromises building security and leaves facilities vulnerable to break-ins, property theft, and vandalism. Nearly half of the campus doors have outdated and broken hardware, and oftentimes the door is also in need of replacement. Many of the exterior and emergency exit doors do not meet current fire codes or ADA regulations. Over a period of three years, UAF developed a multi-phased plan to complete a door hardware inventory, design and purchase a new keying system, establish a robust key issue policy, and begin replacing interior doors and door hardware. Electronic locks will be installed on exterior doors to allow for fast lock-down of a building whether at the end of the normal business day or during a violent intruder event. In the next phase, interior work will focus on implementation of the keying system across all campus facilities as well as replacement of fire exit doors in Duckering, Gruening, and Bunnell. The next phase of renewal will replace interior and exterior doors and/or hardware at Gruening, Elvey Building, O’Neill Building, University Park Building, and Health, Safety, and Security Building. • Campus Wide Fire Alarm Replacement for End of Life: Approx. 23 fire alarm panels on the Fairbanks Campus have reached their end of life and the manufacturer is no longer supporting them. Panel failures are causing buildings to be closed or post a fire watch. In the last year four panels failed and parts could not be located for several months. A comprehensive plan has been created to replace panels in small buildings, reserving those parts for older, larger buildings that have a higher cost to update. In FY20, funding completed replacement in Chapman, Brooks, Bunnell, Constitution, and West Ridge Research Building (WRRB). FY22 funding will replace the Duckering system in the summer of 2022. The next facility to replace is Gruening. Future phases will include Signers Hall, Rasmuson, and the Patty Center. • Patty Pool Code Compliance: The Patty Pool is one of four public pools in the borough and is host to multiple community, high school, and collegiate events, recreational activities, and classes. The pool natatorium requires a better ventilation system to meet building codes, provide proper environmental conditions, and meet current CDC guidelines for fresh air supply during pandemics. Code corrections and renewal work in a first phase will replace the pool deck ventilation system and bring it up to current required number of air exchanges, install a second means of egress from the pool deck and replace interior vapor barrier and insulation on the exterior envelope. A future phase will be developed to complete the finishes, plumbing and structural repairs. Design in progress. • Salisbury Code Corrections: Salisbury is one of two large theaters in the Interior of Alaska capable of hosting dramatic theater productions. During a recent fire inspection multiple deficiencies were noted and the facility was closed by the local fire marshal. The majority of the deficiencies were corrected during the summer of 2021 however, larger items that require substantial construction and time to repair prior to re-opening to the public will require a significant capital investment. The basic code corrections work includes replacement or repair to fire walls, replacement of theater curtains, replacement of a smoke ventilator, and refurbishment of the trap floor. A future larger R&R project will be required to address seismic, ADA, and programmatic updates. • Lab Ventilation Air Controller Replacement: Lab ventilation is required to maintain a specific amount of air exchange to protect lab users from hazardous atmospheres in these labs. Many of the lab controllers have reached the end of their useful life and are no longer supported by the manufacturer. UAF maintenance staff have been able to repair the controllers to allow continued occupancy of the rooms but parts availability has begun to hamper this work. The project will retrofit the existing mechanical equipment with modern electronics, a low-cost way to maintain code compliant ventilation in the space. Fy23 funding will be directed at the UAF Animal Care Facility in the BiRD Building and a future phase will update Duckering and Reichardt. • Hess Village Family Housing ADA Compliance: Hess village is UAF’s largest housing facility for non-traditional students, especially married students and those with a family. The facility is currently not ADA accessible which creates a disparity for families looking for housing on campus. The project will provide for ADA access from a parking area to the apartments, community center, and playground on the south end of the complex. Work will include new pathways, lighting, ramps, handrails, and access into the community center. | 7775000 | 41200000 | 7775000 | 41200000 | Fairbanks | 5-C
8 | University of Alaska Southeast | Safety Improvements & Regulatory Compliance (fix or replace retractable bollards, emergency exit canopies and notification improvements) | Safety of our Students, Staff, and Faculty is of great importance to UAS and we strive to keep our facilities in compliance with current building codes, health mandates and safety standards. Regulatory agencies frequently update their requirements as investigations find safer ways to build buildings and as new technologies prove themselves to increase the health and safety of building occupants. Building Owners are allowed to postpone implementing many of these regulatory changes until the next major building renovation. However, some of them are mandated to be implemented by a specified date. In addition, UAS is always looking for ways to improve campus safety regardless of regulatory mandates. Many of the fire alarm systems on campus are old and the manufacturer no longer makes replacement parts. Southeast Alaska communities are relatively safe compared to larger communities. However, theft from vehicles in parking lots, unauthorized access to campus and publicly aware community make for frequent requests for improving campus safety. Four current priority projects in this category include: • TEC Welding Lab Fire Alarm Replacement: TEC welding lab fire alarm panel is no longer supported and if an alarm component fails there will be no way to repair the fire alarm system. UAS welding classes and program will be significantly impacted if the fire alarm fails before it is replaced. This project will replace the fire alarm system. This project can be bid and constructed in this fiscal year. • Mourant Emergency Notification & Acoustic Improvements: The acoustics in the Mourant Cafeteria are very bad making it difficult to hear the person talking across the table, someone making announcements at an event and it is near impossible to hear the UAS emergency notification phone intercom messages. This project will install a sound system that is connected to UAS Cisco Infromacast system that can transmit emergency messages and will provide high quality speech reinforcement for presentations and group meetings. This project can be designed, bid and constructed in the current fiscal year • Juneau Campus Courtyard Safety Improvements: Fix or Replace Retractable Bollards; UAS has retractable bollards to prevent un-authorized vehicle traffic from driving thru the campus courtyard. However, the bollards are typically not working allowing un-authorized vehicles to enter the courtyard. This detracts from the pedestrian friendly and student-centered nature of the campus courtyard. These unauthorized vehicles include Vendors, UAS staff, Faculty, facilities services and the general public. Safety is compromised by having vehicles using the same travel way as pedestrians. This project will investigate options for keeping the pedestrian friendly nature of the campus courtyard. These options may include; more dependable bollards, sliding/tilting gates, high back curbs, permanent fire barricade bollards, separate service entrances, stricter penalties for violators. • Building Tech Lab Exit Canopy (Sitka): Currently snow slides off the roof and falls in front of a building emergency exit. This presents a safety hazard to students, staff and faculty if maintenance crews are not able to remove the snow before they need to use the emergency exit. This project will construct a canopy over the exit door area that will shed the roof snow away from the exit door. | 1266000 | 42466000 | 1266000 | 42466000 | Various | Various
9 | University of Alaska Anchorage | Community Campus HVAC Healthy Building Upgrades | Consistent with recommendations by the CDC for educations buildings, this project improves the indoor air quality by upgrading antiquated air systems with new technology that can support Merv 14 air filtration. This project focuses on high risk buildings including: large congregate venues, food consumption venues, and classroom facilities. Work will be done at the Kodiak Campus, Kenai River Campus, Kachemak Bay Campus, Mat-Su Campus, and the Prince William Sound Campus. | 3100000 | 45566000 | 3100000 | 45566000 | Various | Various
10 | University of Alaska Fairbanks | Rural and Community Campus Renewal (fire rated corridor egress & alarms, electrical distribution, fuel tank repair/replace) | UAF’s College of Rural and Community Development (CRCD) campus sites span Alaska with facilities in Fairbanks, Nome, Bethel, Dillingham, and Kotzebue. These sites provide valuable educational and cultural resources to their local and surrounding communities. Major renewal of the buildings has been a consistent effort over the last several years utilizing capital, operating, and grant funding. Despite these efforts, deferred renewal and code correction work is still required to maintain the critically important campuses. The remote locations of the CRCD campuses requires UAF to prioritize regulatory compliance, distance education, energy efficiency and conservation projects. The priority projects for rural campuses are fire alarm upgrades and fuel tank compliance. Replacement of these systems supports building occupancy and program delivery continuity. Systematic, energy efficient building improvements use higher-grade, durable construction materials that reduce operational and maintenance costs. This also reduces the frequency of building system failures that are especially costly due to emergency shipping of both labor and material. • CRCD Fire Alarm Replacement for End of Life: Approx. 10 fire alarm panels at the rural campus sites have reached their end of life and the manufacturer is no longer supporting them. Maintaining alarm systems in full operation is required for building occupancy and mission delivery. The next facility to replace is Margaret Wood Building in Dillingham with future phases for John Sackett Hall and the Maggie Lind Building in Bethel. • Kuskokwim Campus Vocational Education Center Electrical Code Compliance: This two-story facility was constructed in phases between 1977 and 1982. The main academic building contains faculty and staff offices, classrooms, and a vocational education area. The existing main electrical distribution panel is located in the main vocational classroom area and has been cited for several code corrections. This solution includes addressing multiple other modernization needs, and is to relocate the panel to a new location and replace other features like the surge suppressor and the grounding system. • CRCD Campus Wide Fuel Tank Compliance: Throughout the rural campus locations, fuel oil tanks are a necessity for heat production. Some locations have tanks that are well beyond their useful life and have multiple deficiencies. The project will fix code deficiencies associated with the fuel tanks and piping for CRCD facilities statewide. • Chukchi Campus Admin/Classroom Code Corrections: During a recent maintenance code review of the campus facilities, engineers determined a portion of the building’s exit corridors are not fire rated in accordance with the building codes. Fire rated exits provide safe and quick passage out of the building in the event of a fire. The project will provide corrective action to update exit doors and corridors to a fire rated assembly and replace the fire alarm system. | 2200000 | 47766000 | 2200000 | 47766000 | Various | Various
11 | University of Alaska Southeast | Exterior Infrastructure (fuel tank replacement, covered stairways, sidewalk repairs & drainage improvements) | Exterior Infrastructure consists of all of UAS facilities that located outside of a building including, road, parking lots, sidewalks, landscaping and distribution systems for water, wastewater, communication and power. There are several areas on campus where the exterior infrastructure is showing signs of its age, increasing risk of failure and reducing safety of our campus community. Four current priority projects in this category include: • Housing Lodge Fuel Tank Replacement: Housing Lodge fuel tank is 35 years old, supplies the Lodge's emergency generator and has reached the end of its expected life. Facilities Services recommends replacing this tank before it starts leaking and creating an environmental liability for the University. This project will replace the existing tank with a new double wall tank with interstitial monitoring system meeting current environmental codes. This project can be bid and constructed in the current fiscal year. • Housing Apartments Fuel Tank Replacement: Housing Apartment Unit fuel tanks are 35 years old and reached the end of their useful life and need to be replaced before they start leaking. This project will replace the 9 existing fuel tanks with new double walled tanks with leak detection monitoring systems. Phase 1 will replace 5 tanks and Phase 2 will replace the remaining 4 tanks. • Campus Housing Drainage Improvements: There are several places around the housing apartments that drainage features are inadequate resulting in water flowing across sidewalks and freezing. Grounds crew spend a lot of time shoveling and sanding the sidewalks but is often not enough to prevent students from slipping on the ice. This project will install drainage pipes, ditches French drains and other drainage features to keep the water off the sidewalks. This project can be designed, bid and constructed in the current fiscal year • Covered Stairway Mourant: The pedestrian route from the courtyard to the lower levels classrooms in Novatney & Whitehead buildings is not intuitive, which causes students and staff to take a shortcut down the steep grass slope between the Mourant and Novatney buildings. This is not a formal sidewalk or stairway and is unsafe, especially during the winter when the slope is covered in ice or snow. This project will install a covered stairway from the courtyard down to the lower sidewalk level. | 1157000 | 48923000 | 1157000 | 48923000 | Juneau | 34-Q
12 | University of Alaska Southeast | Interior Systems (elevator and HVAC replacement) | Building Systems makes the interiors of our facilities a pleasant and safe place to study, work and learn. Heating systems keep the buildings warm in the winter. Ventilation systems bring fresh outside air into the building and keep air circulating thru the building to prevent the growth of mold and mildew. Lighting, communication, water and wastewater systems keep the building occupants safe and productive. Many of UAS buildings are more than 40 years old. While some of the Interior Systems have been updated, there are still many Interior Systems that have exceeded their design life and need to be replaced with new and more efficient systems. Two current priority projects in this category include: • Paul Elevator Replacement (Ketchikan): Lighting switches in the health sciences areas of the facility have mostly failed. UAS hired an electrical design consultant to come up with a repair. The consultant recommended the complete replacement of all the switches in the Health Science area. This project will complete the electrical design and replace all of the switches. This project can be designed, bid and constructed in the current fiscal year. • HVAC Controls Replacement (Sitka): The HVAC control systems throughout the Sitka building are old pneumatic that gives UAS limited options to controlling the heating and ventilation system. This project will replace the pneumatic controls with digital controls that can be read, monitored and controlled by the building automation system. This will allow implement building HVAC control strategies that will help save money on utility costs. This project supports UA’s priority of reducing fixed cost base by increasing efficiency of the heating and ventilation system and lowering annual energy costs. | 577000 | 49500000 | 577000 | 49500000 | Various | Various
13 | University of Alaska Fairbanks | Community and Technical College (CTC) Renewal (renovate restrooms) | UAF’s Community and Technical College provide high-demand work-force development degrees and training programs across the Interior of Alaska. Programs within the college such as emergency services training and airframe and powerplant certification quickly prepare students for immediate placement in skilled trades. The college’s facilities are mostly comprised of aged buildings given to the University and repurposed for these programs. Deferred maintenance was transferred with most of these assets and the facilities suffer from functional obsolescence. • University Park Restroom Renovation: The restrooms at the University Park Building are of 1957 vintage, installed when the building was an elementary school. The restrooms are in poor condition and do not provide proper sanitation facilities for the users. The project will completely gut and renovate the restrooms to bring them up to current standards and code and make them fully operational. The upgrade will replace plumbing, water closets, sinks, old convection heating terminal units, tiles, and restroom accessories and create ADA accessible stalls. | 300000 | 49800000 | 300000 | 49800000 | Fairbanks | 5-C
14 | UA System Office | Replace Emergency Egress Lighting Power Supply (Butrovich) | The Butrovich building was constructed in 1988 and is at a point where many of its building components are reaching their life cycle end. Over the next five to ten years many of the main mechanical systems will come due for replacement or refurbishing. This project will address issues with the emergency egress lighting power supply: replace the two oldest units, combine several units, and document emergency egress lighting and signage. | 200000 | 50000000 | 200000 | 50000000 | Fairbanks | 5-C

## UAA Main Campus
University of Alaska
(Formatted to Thousands)
|  |  |  | Project Cost ($00.0) | Running Total ($00.0) | GF Cost ($00.0) | GF Running Total ($00.0)
Dept. | [7 empty] | Location (City) | House District
Priority | Allocation | Project Title | Project Description
| University of Alaska Anchorage | 1901 Bragaw St. Building | Bottle Filler Drinking Fountain | 4000 | 4000 | 4000 | 4000 | Anchorage | 17-I
| University of Alaska Anchorage | 1901 Bragaw St. Building | Heat Detectors | 625000 | 629000 | 625000 | 629000 | Anchorage | 17-I
| University of Alaska Anchorage | 1901 Bragaw St. Building | Interior Wall Painting | 487000 | 1116000 | 487000 | 1116000 | Anchorage | 17-I
| University of Alaska Anchorage | 1901 Bragaw St. Building | Medium Bathroom | 156000 | 1272000 | 156000 | 1272000 | Anchorage | 17-I
| University of Alaska Anchorage | 1901 Bragaw St. Building | Other - Ext. Shell | 203000 | 1475000 | 203000 | 1475000 | Anchorage | 17-I
| University of Alaska Anchorage | 1901 Bragaw St. Building | Replace 3'-0 by 7'-0 aluminum storefront doors | 20000 | 1495000 | 20000 | 1495000 | Anchorage | 17-I
| University of Alaska Anchorage | 1901 Bragaw St. Building | Replace 3'-0 x 7'-0 steel, painted, door | 12000 | 1507000 | 12000 | 1507000 | Anchorage | 17-I
| University of Alaska Anchorage | 1901 Bragaw St. Building | Replace 5/8 in. drywall | 2336000 | 3843000 | 2336000 | 3843000 | Anchorage | 17-I
| University of Alaska Anchorage | 1901 Bragaw St. Building | Replace acoustic tile ceiling, fire-rated | 869000 | 4712000 | 869000 | 4712000 | Anchorage | 17-I
| University of Alaska Anchorage | 1901 Bragaw St. Building | Replace aluminum gutter | 4000 | 4716000 | 4000 | 4716000 | Anchorage | 17-I
| University of Alaska Anchorage | 1901 Bragaw St. Building | Replace aluminum siding, 1st floor | 38000 | 4754000 | 38000 | 4754000 | Anchorage | 17-I
| University of Alaska Anchorage | 1901 Bragaw St. Building | Replace boiler, gas | 730000 | 5484000 | 730000 | 5484000 | Anchorage | 17-I
| University of Alaska Anchorage | 1901 Bragaw St. Building | Replace carpet | 695000 | 6179000 | 695000 | 6179000 | Anchorage | 17-I
| University of Alaska Anchorage | 1901 Bragaw St. Building | Replace central station A.H.U. | 1000000 | 7179000 | 1000000 | 7179000 | Anchorage | 17-I
| University of Alaska Anchorage | 1901 Bragaw St. Building | Replace Chiller | 274000 | 7453000 | 274000 | 7453000 | Anchorage | 17-I
| University of Alaska Anchorage | 1901 Bragaw St. Building | Replace circuit breaker molded case, 480 V, 3 pole circuit breaker | 196000 | 7649000 | 196000 | 7649000 | Anchorage | 17-I
| University of Alaska Anchorage | 1901 Bragaw St. Building | Replace circulator. pump, 1 H.P. | 16000 | 7665000 | 16000 | 7665000 | Anchorage | 17-I
| University of Alaska Anchorage | 1901 Bragaw St. Building | Replace concrete stairs | 11000 | 7676000 | 11000 | 7676000 | Anchorage | 17-I
| University of Alaska Anchorage | 1901 Bragaw St. Building | Replace expansion tank | 32000 | 7708000 | 32000 | 7708000 | Anchorage | 17-I
| University of Alaska Anchorage | 1901 Bragaw St. Building | Replace fan coil unit | 563000 | 8271000 | 563000 | 8271000 | Anchorage | 17-I
| University of Alaska Anchorage | 1901 Bragaw St. Building | Replace fan, induced draft | 126000 | 8397000 | 126000 | 8397000 | Anchorage | 17-I
| University of Alaska Anchorage | 1901 Bragaw St. Building | Replace fire alarm control panel | 266000 | 8663000 | 266000 | 8663000 | Anchorage | 17-I
| University of Alaska Anchorage | 1901 Bragaw St. Building | Replace fluorescent fixture, lay-in, recess mtd, 2' x 4', two 40 W | 695000 | 9358000 | 695000 | 9358000 | Anchorage | 17-I
| University of Alaska Anchorage | 1901 Bragaw St. Building | Replace pipe & fittings, cast iron, 4 | 1521000 | 10879000 | 1521000 | 10879000 | Anchorage | 17-I
| University of Alaska Anchorage | 1901 Bragaw St. Building | Replace rainwater sump pump / motor assembly | 21000 | 10900000 | 21000 | 10900000 | Anchorage | 17-I
| University of Alaska Anchorage | 1901 Bragaw St. Building | Replace refrigerant drinking fountain | 4000 | 10904000 | 4000 | 10904000 | Anchorage | 17-I
| University of Alaska Anchorage | 1901 Bragaw St. Building | Replace secondary transformer | 581000 | 11485000 | 581000 | 11485000 | Anchorage | 17-I
| University of Alaska Anchorage | 1901 Bragaw St. Building | Replace separator | 4000 | 11489000 | 4000 | 11489000 | Anchorage | 17-I
| University of Alaska Anchorage | 1901 Bragaw St. Building | Replace Sump Pump | 11000 | 11500000 | 11000 | 11500000 | Anchorage | 17-I
| University of Alaska Anchorage | 1901 Bragaw St. Building | Replace switchgeartop line | 117000 | 11617000 | 117000 | 11617000 | Anchorage | 17-I
| University of Alaska Anchorage | 1901 Bragaw St. Building | Replace transfer switch | 6000 | 11623000 | 6000 | 11623000 | Anchorage | 17-I
| University of Alaska Anchorage | 1901 Bragaw St. Building | Replace Two-Pipe System (Custom sizes can be found in RS Means) | 1304000 | 12927000 | 1304000 | 12927000 | Anchorage | 17-I
| University of Alaska Anchorage | 1901 Bragaw St. Building | Replace unit heater, steam | 3000 | 12930000 | 3000 | 12930000 | Anchorage | 17-I
| University of Alaska Anchorage | 1901 Bragaw St. Building | Replace variable frequency drive | 13000 | 12943000 | 13000 | 12943000 | Anchorage | 17-I
| University of Alaska Anchorage | 1901 Bragaw St. Building | Replace water heater, gas / oil | 8000 | 12951000 | 8000 | 12951000 | Anchorage | 17-I
| University of Alaska Anchorage | 1901 Bragaw St. Building | Small Bathroom | 132000 | 13083000 | 132000 | 13083000 | Anchorage | 17-I
| University of Alaska Anchorage | 1901 Bragaw St. Building | Sprinkler System, includes piping | 1304000 | 14387000 | 1304000 | 14387000 | Anchorage | 17-I
| University of Alaska Anchorage | 1901 Bragaw St. Building | Stucco Ext. Wall | 62000 | 14449000 | 62000 | 14449000 | Anchorage | 17-I
| University of Alaska Anchorage | 1901 Bragaw St. Building | Total EPDM roof replacement | 266000 | 14715000 | 266000 | 14715000 | Anchorage | 17-I
| University of Alaska Anchorage | Administration Utility Building | 114 ea phones | 38190 | 14753190 | 38190 | 14753190 | Anchorage | 17-I
| University of Alaska Anchorage | Administration Utility Building | Replace Adm Utility Bld Annual Roof Pm (Bur) | 29000 | 14782190 | 29000 | 14782190 | Anchorage | 17-I
| University of Alaska Anchorage | Administration Utility Building | Replace Building Distribution Building Wiring | 19000 | 14801190 | 19000 | 14801190 | Anchorage | 17-I
| University of Alaska Anchorage | Administration Utility Building | Replace Building Distribution Circuit Breaker Panels | 3000 | 14804190 | 3000 | 14804190 | Anchorage | 17-I
| University of Alaska Anchorage | Administration Utility Building | Replace Fixtures & Fittings Faucets & Sinks | 4000 | 14808190 | 4000 | 14808190 | Anchorage | 17-I
| University of Alaska Anchorage | Administration Utility Building | Replace Fixtures/Lighting Indoor Lighting | 10000 | 14818190 | 10000 | 14818190 | Anchorage | 17-I
| University of Alaska Anchorage | Administration Utility Building | Replace Fixtures/Lighting Outlets and Switches | 3000 | 14821190 | 3000 | 14821190 | Anchorage | 17-I
| University of Alaska Anchorage | Administration Utility Building | Replace Gutters & Leaders Leaders- Interior Qty 2 | 1000 | 14822190 | 1000 | 14822190 | Anchorage | 17-I
| University of Alaska Anchorage | Administration Utility Building | Replace Interior Doors & Doorways | 5000 | 14827190 | 5000 | 14827190 | Anchorage | 17-I
| University of Alaska Anchorage | Administration Utility Building | Replace network equipment | 5000 | 14832190 | 5000 | 14832190 | Anchorage | 17-I
| University of Alaska Anchorage | Administration Utility Building | Replace Openings Exterior Doors | 31000 | 14863190 | 31000 | 14863190 | Anchorage | 17-I
| University of Alaska Anchorage | Administration Utility Building | Replace Openings Overhead/Garage Doors | 25000 | 14888190 | 25000 | 14888190 | Anchorage | 17-I
| University of Alaska Anchorage | Administration Utility Building | Replace Structural Siding | 1000 | 14889190 | 1000 | 14889190 | Anchorage | 17-I
| University of Alaska Anchorage | Administration/Humanities Building | 1 ea 9410, 1 ea 9348 | 102000 | 14991190 | 102000 | 14991190 | Anchorage | 17-I
| University of Alaska Anchorage | Administration/Humanities Building | Install Occupancy Sensors for Lighting for Hallway | 20000 | 15011190 | 20000 | 15011190 | Anchorage | 17-I
| University of Alaska Anchorage | Administration/Humanities Building | Recaulking Building Exteriors | 48000 | 15059190 | 48000 | 15059190 | Anchorage | 17-I
| University of Alaska Anchorage | Administration/Humanities Building | Replace 500 Gallon Diesel Above Ground Emergency Generator Fuel Tank | 16000 | 15075190 | 16000 | 15075190 | Anchorage | 17-I
| University of Alaska Anchorage | Administration/Humanities Building | Replace Adm Annual Roof Pm (Bur Ballasted) | 773000 | 15848190 | 773000 | 15848190 | Anchorage | 17-I
| University of Alaska Anchorage | Administration/Humanities Building | Replace Ahu-1 Mix Fan 11 | 5000 | 15853190 | 5000 | 15853190 | Anchorage | 17-I
| University of Alaska Anchorage | Administration/Humanities Building | Replace Ahu-1 Mix Fan 12 | 5000 | 15858190 | 5000 | 15858190 | Anchorage | 17-I
| University of Alaska Anchorage | Administration/Humanities Building | Replace Aquifer Cooling Well | 8000 | 15866190 | 8000 | 15866190 | Anchorage | 17-I
| University of Alaska Anchorage | Administration/Humanities Building | Replace Bathroom Renovations Med Bath - 4 to 5 units no Shower | 156000 | 16022190 | 156000 | 16022190 | Anchorage | 17-I
| University of Alaska Anchorage | Administration/Humanities Building | Replace Bathroom Renovations Small Bath - 1 to 3 units no Shower | 44000 | 16066190 | 44000 | 16066190 | Anchorage | 17-I
| University of Alaska Anchorage | Administration/Humanities Building | Replace Bldg Static Rf2 | 125000 | 16191190 | 125000 | 16191190 | Anchorage | 17-I
| University of Alaska Anchorage | Administration/Humanities Building | Replace Bldg Static Rf3 | 125000 | 16316190 | 125000 | 16316190 | Anchorage | 17-I
| University of Alaska Anchorage | Administration/Humanities Building | Replace Bldg Static Rf4 | 125000 | 16441190 | 125000 | 16441190 | Anchorage | 17-I
| University of Alaska Anchorage | Administration/Humanities Building | Replace Bldg Supply Ahu 01 | 1058000 | 17499190 | 1058000 | 17499190 | Anchorage | 17-I
| University of Alaska Anchorage | Administration/Humanities Building | Replace Boiler 1 Alaska State Id # 84-5520Ak | 546000 | 18045190 | 546000 | 18045190 | Anchorage | 17-I
| University of Alaska Anchorage | Administration/Humanities Building | Replace Boiler 2 Alaska State Id # 84-5519Ak | 546000 | 18591190 | 546000 | 18591190 | Anchorage | 17-I
| University of Alaska Anchorage | Administration/Humanities Building | Replace Boiler 3 Alaska State Id # 84-5518Ak | 546000 | 19137190 | 546000 | 19137190 | Anchorage | 17-I
| University of Alaska Anchorage | Administration/Humanities Building | Replace Boiler Mau | 78000 | 19215190 | 78000 | 19215190 | Anchorage | 17-I
| University of Alaska Anchorage | Administration/Humanities Building | Replace Building Distribution Automatic Transfer Switch | 25000 | 19240190 | 25000 | 19240190 | Anchorage | 17-I
| University of Alaska Anchorage | Administration/Humanities Building | Replace Building Distribution Building Wiring | 975000 | 20215190 | 975000 | 20215190 | Anchorage | 17-I
| University of Alaska Anchorage | Administration/Humanities Building | Replace Building Distribution Circuit Breaker Panels | 146000 | 20361190 | 146000 | 20361190 | Anchorage | 17-I
| University of Alaska Anchorage | Administration/Humanities Building | Replace Building Distribution Emergency Circuit Wiring | 244000 | 20605190 | 244000 | 20605190 | Anchorage | 17-I
| University of Alaska Anchorage | Administration/Humanities Building | Replace Building Distribution Secondary Transformer | 488000 | 21093190 | 488000 | 21093190 | Anchorage | 17-I
| University of Alaska Anchorage | Administration/Humanities Building | Replace Chancellors Bathroom Exhaust Fan Rm 217B | 5000 | 21098190 | 5000 | 21098190 | Anchorage | 17-I
| University of Alaska Anchorage | Administration/Humanities Building | Replace Comm Room Fan Dx Unit (small) | 39000 | 21137190 | 39000 | 21137190 | Anchorage | 17-I
| University of Alaska Anchorage | Administration/Humanities Building | Replace East Door Entry Way Heater | 9000 | 21146190 | 9000 | 21146190 | Anchorage | 17-I
| University of Alaska Anchorage | Administration/Humanities Building | Replace Elevator Passenger 2500 Lbs | 500000 | 21646190 | 500000 | 21646190 | Anchorage | 17-I
| University of Alaska Anchorage | Administration/Humanities Building | Replace Exhaust Fan | 35000 | 21681190 | 35000 | 21681190 | Anchorage | 17-I
| University of Alaska Anchorage | Administration/Humanities Building | Replace Fire Protection/ Egress Exit Signage | 30000 | 21711190 | 30000 | 21711190 | Anchorage | 17-I
| University of Alaska Anchorage | Administration/Humanities Building | Replace Fixtures & Fittings Faucets & Sinks | 10000 | 21721190 | 10000 | 21721190 | Anchorage | 17-I
| University of Alaska Anchorage | Administration/Humanities Building | Replace Fixtures/Lighting Indoor Lighting | 260000 | 21981190 | 260000 | 21981190 | Anchorage | 17-I
| University of Alaska Anchorage | Administration/Humanities Building | Replace Fixtures/Lighting Outlets and Switches | 203000 | 22184190 | 203000 | 22184190 | Anchorage | 17-I
| University of Alaska Anchorage | Administration/Humanities Building | Replace Floors Carpet | 390000 | 22574190 | 390000 | 22574190 | Anchorage | 17-I
| University of Alaska Anchorage | Administration/Humanities Building | Replace Floors Carpet - Classrooms | 312000 | 22886190 | 312000 | 22886190 | Anchorage | 17-I
| University of Alaska Anchorage | Administration/Humanities Building | Replace Generation Emergency/ Backup Generation | 15000 | 22901190 | 15000 | 22901190 | Anchorage | 17-I
| University of Alaska Anchorage | Administration/Humanities Building | Replace Glycol Piping | 300000 | 23201190 | 300000 | 23201190 | Anchorage | 17-I
| University of Alaska Anchorage | Administration/Humanities Building | Replace Gutters & Leaders Leaders- Interior Qty 16 | 2000 | 23203190 | 2000 | 23203190 | Anchorage | 17-I
| University of Alaska Anchorage | Administration/Humanities Building | Replace Interior Doors & Doorways | 880000 | 24083190 | 880000 | 24083190 | Anchorage | 17-I
| University of Alaska Anchorage | Administration/Humanities Building | Replace Main Doors North Entry Way Heater | 9000 | 24092190 | 9000 | 24092190 | Anchorage | 17-I
| University of Alaska Anchorage | Administration/Humanities Building | Replace Main Entry South Entry Way Heater | 9000 | 24101190 | 9000 | 24101190 | Anchorage | 17-I
| University of Alaska Anchorage | Administration/Humanities Building | Replace N. Zone Glycol Pump 2 | 5000 | 24106190 | 5000 | 24106190 | Anchorage | 17-I
| University of Alaska Anchorage | Administration/Humanities Building | Replace North Entry Fan | 5000 | 24111190 | 5000 | 24111190 | Anchorage | 17-I
| University of Alaska Anchorage | Administration/Humanities Building | Replace Openings Exterior Doors | 172000 | 24283190 | 172000 | 24283190 | Anchorage | 17-I
| University of Alaska Anchorage | Administration/Humanities Building | Replace Openings Windows - Medium | 916000 | 25199190 | 916000 | 25199190 | Anchorage | 17-I
| University of Alaska Anchorage | Administration/Humanities Building | Replace Penthouse Zn Pump 3 | 5000 | 25204190 | 5000 | 25204190 | Anchorage | 17-I
| University of Alaska Anchorage | Administration/Humanities Building | Replace Piping | 975000 | 26179190 | 975000 | 26179190 | Anchorage | 17-I
| University of Alaska Anchorage | Administration/Humanities Building | Replace Public Restroom Exhaust Fans | 5000 | 26184190 | 5000 | 26184190 | Anchorage | 17-I
| University of Alaska Anchorage | Administration/Humanities Building | Replace Rollup Door In Stu Records | 25000 | 26209190 | 25000 | 26209190 | Anchorage | 17-I
| University of Alaska Anchorage | Administration/Humanities Building | Replace Room 158 Ftu | 125000 | 26334190 | 125000 | 26334190 | Anchorage | 17-I
| University of Alaska Anchorage | Administration/Humanities Building | Replace Room 245 Vav Ftu ********Need Task****** | 125000 | 26459190 | 125000 | 26459190 | Anchorage | 17-I
| University of Alaska Anchorage | Administration/Humanities Building | Replace Secondary Service Motor Control Center | 125000 | 26584190 | 125000 | 26584190 | Anchorage | 17-I
| University of Alaska Anchorage | Administration/Humanities Building | Replace So. Zone Glycol Pump 1 | 5000 | 26589190 | 5000 | 26589190 | Anchorage | 17-I
| University of Alaska Anchorage | Administration/Humanities Building | Replace South Entry Fan | 5000 | 26594190 | 5000 | 26594190 | Anchorage | 17-I
| University of Alaska Anchorage | Administration/Humanities Building | Replace Structural Siding | 61000 | 26655190 | 61000 | 26655190 | Anchorage | 17-I
| University of Alaska Anchorage | Administration/Humanities Building | Replace Supply Piping Building Distribution | 1138000 | 27793190 | 1138000 | 27793190 | Anchorage | 17-I
| University of Alaska Anchorage | Administration/Humanities Building | Replace Taco 007-F Dhw Circ Pump 4 | 5000 | 27798190 | 5000 | 27798190 | Anchorage | 17-I
| University of Alaska Anchorage | Administration/Humanities Building | Replace Walls Painting | 364000 | 28162190 | 364000 | 28162190 | Anchorage | 17-I
| University of Alaska Anchorage | Administration/Humanities Building | Replace Waste Piping Drainage Piping & Drains | 813000 | 28975190 | 813000 | 28975190 | Anchorage | 17-I
| University of Alaska Anchorage | Administration/Humanities Building | Replace West Door Entry Way Heater | 9000 | 28984190 | 9000 | 28984190 | Anchorage | 17-I
| University of Alaska Anchorage | Administration/Humanities Building | Rough estimate for cabling the building. | 170000 | 29154190 | 170000 | 29154190 | Anchorage | 17-I
| University of Alaska Anchorage | Administration/Humanities Building | Upgrade to full electronic DDC - Hybrid system currently in place | 52000 | 29206190 | 52000 | 29206190 | Anchorage | 17-I
| University of Alaska Anchorage | Alaska Airlines Center | 100 ea phones | 33500 | 29239690 | 33500 | 29239690 | Anchorage | 17-I
| University of Alaska Anchorage | Alaska Airlines Center | Replace Ahu-1 Return Fan 1 Vfd | 13000 | 29252690 | 13000 | 29252690 | Anchorage | 17-I
| University of Alaska Anchorage | Alaska Airlines Center | Replace Ahu-1 Supply Fan 1 Vfd | 13000 | 29265690 | 13000 | 29265690 | Anchorage | 17-I
| University of Alaska Anchorage | Alaska Airlines Center | Replace Ahu-1 Supply Fan 2 Vfd | 13000 | 29278690 | 13000 | 29278690 | Anchorage | 17-I
| University of Alaska Anchorage | Alaska Airlines Center | Replace Ahu-3 Supply Fan Vfd | 13000 | 29291690 | 13000 | 29291690 | Anchorage | 17-I
| University of Alaska Anchorage | Alaska Airlines Center | Replace Air Handler Vfd Ahu 8-1 | 13000 | 29304690 | 13000 | 29304690 | Anchorage | 17-I
| University of Alaska Anchorage | Alaska Airlines Center | Replace Air Handler Vfd Ahu 8-2 | 13000 | 29317690 | 13000 | 29317690 | Anchorage | 17-I
| University of Alaska Anchorage | Alaska Airlines Center | Replace Air Handler Vfd Ahu-4 | 13000 | 29330690 | 13000 | 29330690 | Anchorage | 17-I
| University of Alaska Anchorage | Alaska Airlines Center | Replace Air Handler Vfd Ahu-5 | 13000 | 29343690 | 13000 | 29343690 | Anchorage | 17-I
| University of Alaska Anchorage | Alaska Airlines Center | Replace Air Handler Vfd Ahu-6 | 13000 | 29356690 | 13000 | 29356690 | Anchorage | 17-I
| University of Alaska Anchorage | Alaska Airlines Center | Replace Air Handler Vfd Ahu-7 | 13000 | 29369690 | 13000 | 29369690 | Anchorage | 17-I
| University of Alaska Anchorage | Alaska Airlines Center | Replace Cooling Water Return Pump Vfd C14A | 13000 | 29382690 | 13000 | 29382690 | Anchorage | 17-I
| University of Alaska Anchorage | Alaska Airlines Center | Replace Cooling Water Return Pump Vfd C14B | 13000 | 29395690 | 13000 | 29395690 | Anchorage | 17-I
| University of Alaska Anchorage | Alaska Airlines Center | Replace Cooling Well Pump Vfd | 13000 | 29408690 | 13000 | 29408690 | Anchorage | 17-I
| University of Alaska Anchorage | Alaska Airlines Center | Replace Cooling Well Water System | 500000 | 29908690 | 500000 | 29908690 | Anchorage | 17-I
| University of Alaska Anchorage | Alaska Airlines Center | Replace Elevator Freight 20000 Lbs | 500000 | 30408690 | 500000 | 30408690 | Anchorage | 17-I
| University of Alaska Anchorage | Alaska Airlines Center | Replace Elevator Passenger 2100 Lbs | 500000 | 30908690 | 500000 | 30908690 | Anchorage | 17-I
| University of Alaska Anchorage | Alaska Airlines Center | Replace Exhaust Fan Ef-10 | 5000 | 30913690 | 5000 | 30913690 | Anchorage | 17-I
| University of Alaska Anchorage | Alaska Airlines Center | Replace Exhaust Fan Ef-11 | 5000 | 30918690 | 5000 | 30918690 | Anchorage | 17-I
| University of Alaska Anchorage | Alaska Airlines Center | Replace Exhaust Fan Ef-12 | 5000 | 30923690 | 5000 | 30923690 | Anchorage | 17-I
| University of Alaska Anchorage | Alaska Airlines Center | Replace Exhaust Fan Ef-13 | 5000 | 30928690 | 5000 | 30928690 | Anchorage | 17-I
| University of Alaska Anchorage | Alaska Airlines Center | Replace Exhaust Fan Ef-2 | 5000 | 30933690 | 5000 | 30933690 | Anchorage | 17-I
| University of Alaska Anchorage | Alaska Airlines Center | Replace Exhaust Fan Ef-3 | 5000 | 30938690 | 5000 | 30938690 | Anchorage | 17-I
| University of Alaska Anchorage | Alaska Airlines Center | Replace Exhaust Fan Ef-5A | 5000 | 30943690 | 5000 | 30943690 | Anchorage | 17-I
| University of Alaska Anchorage | Alaska Airlines Center | Replace Exhaust Fan Ef-5B | 5000 | 30948690 | 5000 | 30948690 | Anchorage | 17-I
| University of Alaska Anchorage | Alaska Airlines Center | Replace Exhaust Fan Ef-6 | 5000 | 30953690 | 5000 | 30953690 | Anchorage | 17-I
| University of Alaska Anchorage | Alaska Airlines Center | Replace Exhaust Fan Ef-7 | 5000 | 30958690 | 5000 | 30958690 | Anchorage | 17-I
| University of Alaska Anchorage | Alaska Airlines Center | Replace Exhaust Fan Ef-8 | 5000 | 30963690 | 5000 | 30963690 | Anchorage | 17-I
| University of Alaska Anchorage | Alaska Airlines Center | Replace Exhaust Fan Ef-9 | 5000 | 30968690 | 5000 | 30968690 | Anchorage | 17-I
| University of Alaska Anchorage | Alaska Airlines Center | Replace Exhaust Fan Vfd Ef-11 | 13000 | 30981690 | 13000 | 30981690 | Anchorage | 17-I
| University of Alaska Anchorage | Alaska Airlines Center | Replace Exhaust Fan Vfd Ef-4 | 13000 | 30994690 | 13000 | 30994690 | Anchorage | 17-I
| University of Alaska Anchorage | Alaska Airlines Center | Replace Fixtures/Lighting Indoor Lighting | 1960000 | 32954690 | 1960000 | 32954690 | Anchorage | 17-I
| University of Alaska Anchorage | Alaska Airlines Center | Replace Fixtures/Lighting Outlets and Switches | 264000 | 33218690 | 264000 | 33218690 | Anchorage | 17-I
| University of Alaska Anchorage | Alaska Airlines Center | Replace Glycol Pump Vfd C1 | 13000 | 33231690 | 13000 | 33231690 | Anchorage | 17-I
| University of Alaska Anchorage | Alaska Airlines Center | Replace Glycol Pump Vfd C2 | 13000 | 33244690 | 13000 | 33244690 | Anchorage | 17-I
| University of Alaska Anchorage | Alaska Airlines Center | Replace Glycol Pump Vfd C3 | 13000 | 33257690 | 13000 | 33257690 | Anchorage | 17-I
| University of Alaska Anchorage | Alaska Airlines Center | Replace Glycol Pump Vfd C7 | 13000 | 33270690 | 13000 | 33270690 | Anchorage | 17-I
| University of Alaska Anchorage | Alaska Airlines Center | Replace Glycol Pump Vfd C8 | 13000 | 33283690 | 13000 | 33283690 | Anchorage | 17-I
| University of Alaska Anchorage | Alaska Airlines Center | Replace Glycol Pump Vfd H6 | 13000 | 33296690 | 13000 | 33296690 | Anchorage | 17-I
| University of Alaska Anchorage | Alaska Airlines Center | Replace Heating Glycol Supply Pump Vfd H5 | 13000 | 33309690 | 13000 | 33309690 | Anchorage | 17-I
| University of Alaska Anchorage | Alaska Airlines Center | Replace Heating Hot Water Pump Vfd H1 | 13000 | 33322690 | 13000 | 33322690 | Anchorage | 17-I
| University of Alaska Anchorage | Alaska Airlines Center | Replace Heating Hot Water Pump Vfd H2 | 13000 | 33335690 | 13000 | 33335690 | Anchorage | 17-I
| University of Alaska Anchorage | Alaska Airlines Center | Replace Heating Hot Water Pump Vfd H3 | 13000 | 33348690 | 13000 | 33348690 | Anchorage | 17-I
| University of Alaska Anchorage | Alaska Airlines Center | Replace Hood Exhaust Fan Hde-11 Vfd | 13000 | 33361690 | 13000 | 33361690 | Anchorage | 17-I
| University of Alaska Anchorage | Alaska Airlines Center | Replace Hood Exhaust Hde-10 Vfd | 13000 | 33374690 | 13000 | 33374690 | Anchorage | 17-I
| University of Alaska Anchorage | Alaska Airlines Center | Replace Hx-1, Pump H4 Vfd | 13000 | 33387690 | 13000 | 33387690 | Anchorage | 17-I
| University of Alaska Anchorage | Alaska Airlines Center | Replace Hydrotherapy Pool | 40000 | 33427690 | 40000 | 33427690 | Anchorage | 17-I
| University of Alaska Anchorage | Alaska Airlines Center | Replace irrigation piping | 55000 | 33482690 | 55000 | 33482690 | Anchorage | 17-I
| University of Alaska Anchorage | Alaska Airlines Center | Replace Kitchen Exhaust Hood 1 | 5000 | 33487690 | 5000 | 33487690 | Anchorage | 17-I
| University of Alaska Anchorage | Alaska Airlines Center | Replace Kitchen Exhaust Hood 2 | 5000 | 33492690 | 5000 | 33492690 | Anchorage | 17-I
| University of Alaska Anchorage | Alaska Airlines Center | Replace Kitchen Exhaust Hood 3 | 5000 | 33497690 | 5000 | 33497690 | Anchorage | 17-I
| University of Alaska Anchorage | Alaska Airlines Center | Replace Kitchen Exhaust Hood 4 | 5000 | 33502690 | 5000 | 33502690 | Anchorage | 17-I
| University of Alaska Anchorage | Alaska Airlines Center | Replace Left-Side Elevator Passenger 4000 Lbs | 500000 | 34002690 | 500000 | 34002690 | Anchorage | 17-I
| University of Alaska Anchorage | Alaska Airlines Center | Replace Relief Fan Vfd Hde-8 | 13000 | 34015690 | 13000 | 34015690 | Anchorage | 17-I
| University of Alaska Anchorage | Alaska Airlines Center | Replace Relief Fan Vfd Hde-9 | 13000 | 34028690 | 13000 | 34028690 | Anchorage | 17-I
| University of Alaska Anchorage | Alaska Airlines Center | Replace Relief Fan Vfd Rf-5 | 13000 | 34041690 | 13000 | 34041690 | Anchorage | 17-I
| University of Alaska Anchorage | Alaska Airlines Center | Replace Relief Fan Vfd Rf-7 | 13000 | 34054690 | 13000 | 34054690 | Anchorage | 17-I
| University of Alaska Anchorage | Alaska Airlines Center | Replace Right-Side Elevator Passenger 4000 Lbs | 500000 | 34554690 | 500000 | 34554690 | Anchorage | 17-I
| University of Alaska Anchorage | Alaska Airlines Center | Replace Toilets And Workroom Ef-1 | 5000 | 34559690 | 5000 | 34559690 | Anchorage | 17-I
| University of Alaska Anchorage | Alaska Airlines Center | Replace Walls Painting | 1372000 | 35931690 | 1372000 | 35931690 | Anchorage | 17-I
| University of Alaska Anchorage | Allied Health Sciences Building | 3ea. 9348 switches | 24000 | 35955690 | 24000 | 35955690 | Anchorage | 17-I
| University of Alaska Anchorage | Allied Health Sciences Building | Recaulking Building Exteriors | 38000 | 35993690 | 38000 | 35993690 | Anchorage | 17-I
| University of Alaska Anchorage | Allied Health Sciences Building | Replace Bathroom Renovations Med Bath - 4 to 5 units no Shower | 156000 | 36149690 | 156000 | 36149690 | Anchorage | 17-I
| University of Alaska Anchorage | Allied Health Sciences Building | Replace Bathroom Renovations Small Bath - 1 to 3 units no Shower | 44000 | 36193690 | 44000 | 36193690 | Anchorage | 17-I
| University of Alaska Anchorage | Allied Health Sciences Building | Replace Building Distribution Automatic Transfer Switch | 25000 | 36218690 | 25000 | 36218690 | Anchorage | 17-I
| University of Alaska Anchorage | Allied Health Sciences Building | Replace Building Distribution Building Wiring | 254000 | 36472690 | 254000 | 36472690 | Anchorage | 17-I
| University of Alaska Anchorage | Allied Health Sciences Building | Replace Building Distribution Circuit Breaker Panels | 38000 | 36510690 | 38000 | 36510690 | Anchorage | 17-I
| University of Alaska Anchorage | Allied Health Sciences Building | Replace Building Distribution Emergency Circuit Wiring | 127000 | 36637690 | 127000 | 36637690 | Anchorage | 17-I
| University of Alaska Anchorage | Allied Health Sciences Building | Replace Building Distribution Main Building Panels/Switchgear | 39000 | 36676690 | 39000 | 36676690 | Anchorage | 17-I
| University of Alaska Anchorage | Allied Health Sciences Building | Replace Campus Distribution Primary Transformer | 60000 | 36736690 | 60000 | 36736690 | Anchorage | 17-I
| University of Alaska Anchorage | Allied Health Sciences Building | Replace Elevator Passenger 2500 Lbs | 500000 | 37236690 | 500000 | 37236690 | Anchorage | 17-I
| University of Alaska Anchorage | Allied Health Sciences Building | Replace Est3 Fire Alarm System | 133000 | 37369690 | 133000 | 37369690 | Anchorage | 17-I
| University of Alaska Anchorage | Allied Health Sciences Building | Replace Ext. Painting Panels | 297000 | 37666690 | 297000 | 37666690 | Anchorage | 17-I
| University of Alaska Anchorage | Allied Health Sciences Building | Replace Fire Alarm Annunciator Panel | 133000 | 37799690 | 133000 | 37799690 | Anchorage | 17-I
| University of Alaska Anchorage | Allied Health Sciences Building | Replace Fire Alarm Circuit Power Supply | 133000 | 37932690 | 133000 | 37932690 | Anchorage | 17-I
| University of Alaska Anchorage | Allied Health Sciences Building | Replace Fire Alarm Nac Circuit Power Supply | 266000 | 38198690 | 266000 | 38198690 | Anchorage | 17-I
| University of Alaska Anchorage | Allied Health Sciences Building | Replace Fixtures & Fittings Faucets & Sinks | 4000 | 38202690 | 4000 | 38202690 | Anchorage | 17-I
| University of Alaska Anchorage | Allied Health Sciences Building | Replace Glycol Piping | 750000 | 38952690 | 750000 | 38952690 | Anchorage | 17-I
| University of Alaska Anchorage | Allied Health Sciences Building | Replace Instrument Air Compressor Ak State Id# 12-1257Ak | 16000 | 38968690 | 16000 | 38968690 | Anchorage | 17-I
| University of Alaska Anchorage | Allied Health Sciences Building | Replace Instrument Air Compressor C-2 Ak State Ed# 04-0121Ak | 16000 | 38984690 | 16000 | 38984690 | Anchorage | 17-I
| University of Alaska Anchorage | Allied Health Sciences Building | Replace Large Section of Skylights | 80000 | 39064690 | 80000 | 39064690 | Anchorage | 17-I
| University of Alaska Anchorage | Allied Health Sciences Building | Replace Openings Exterior Doors | 94000 | 39158690 | 94000 | 39158690 | Anchorage | 17-I
| University of Alaska Anchorage | Allied Health Sciences Building | Replace Openings Windows - Medium | 531000 | 39689690 | 531000 | 39689690 | Anchorage | 17-I
| University of Alaska Anchorage | Allied Health Sciences Building | Replace Secondary Service Motor Control Center | 125000 | 39814690 | 125000 | 39814690 | Anchorage | 17-I
| University of Alaska Anchorage | Allied Health Sciences Building | Replace Small Cabinet Fan Scf-1 | 78000 | 39892690 | 78000 | 39892690 | Anchorage | 17-I
| University of Alaska Anchorage | Allied Health Sciences Building | Replace Waste Piping Drainage Piping & Drains | 424000 | 40316690 | 424000 | 40316690 | Anchorage | 17-I
| University of Alaska Anchorage | ANSEP Academy Building | 1ea. 9348 Switch | 8000 | 40324690 | 8000 | 40324690 | Anchorage | 17-I
| University of Alaska Anchorage | ANSEP Academy Building | Replace Bradford White Indirect Water Heater Billable | 4000 | 40328690 | 4000 | 40328690 | Anchorage | 17-I
| University of Alaska Anchorage | ANSEP Academy Building | Replace Fixtures & Fittings Faucets & Sinks | 4000 | 40332690 | 4000 | 40332690 | Anchorage | 17-I
| University of Alaska Anchorage | ANSEP Academy Building | Replace Fixtures/Lighting Outlets and Switches | 12000 | 40344690 | 12000 | 40344690 | Anchorage | 17-I
| University of Alaska Anchorage | ANSEP Academy Building | Replace Glycol Piping | 100000 | 40444690 | 100000 | 40444690 | Anchorage | 17-I
| University of Alaska Anchorage | ANSEP Academy Building | Replace Lochinvar Direct Vent Boiler Billable | 24000 | 40468690 | 24000 | 40468690 | Anchorage | 17-I
| University of Alaska Anchorage | ANSEP Academy Building | Replace Openings Exterior Doors | 63000 | 40531690 | 63000 | 40531690 | Anchorage | 17-I
| University of Alaska Anchorage | ANSEP Academy Building | Replace Supply Piping Building Distribution | 35000 | 40566690 | 35000 | 40566690 | Anchorage | 17-I
| University of Alaska Anchorage | ANSEP Building | 3ea. 9348 switches, 1 ea. UPS | 31000 | 40597690 | 31000 | 40597690 | Anchorage | 17-I
| University of Alaska Anchorage | ANSEP Building | Recaulking Building Exteriors | 11000 | 40608690 | 11000 | 40608690 | Anchorage | 17-I
| University of Alaska Anchorage | ANSEP Building | Replace Ahu-1 Vfd | 13000 | 40621690 | 13000 | 40621690 | Anchorage | 17-I
| University of Alaska Anchorage | ANSEP Building | Replace Aquifer Cooling Well | 8000 | 40629690 | 8000 | 40629690 | Anchorage | 17-I
| University of Alaska Anchorage | ANSEP Building | Replace Bathroom Renovations Small Bath - 1 to 3 units no Shower | 88000 | 40717690 | 88000 | 40717690 | Anchorage | 17-I
| University of Alaska Anchorage | ANSEP Building | Replace Clycol Circulation Pump Cp-3 | 5000 | 40722690 | 5000 | 40722690 | Anchorage | 17-I
| University of Alaska Anchorage | ANSEP Building | Replace Cooling Well Pump Vfd | 13000 | 40735690 | 13000 | 40735690 | Anchorage | 17-I
| University of Alaska Anchorage | ANSEP Building | Replace Domestic Hot Water Heat Exchanger Hwg-1 | 29000 | 40764690 | 29000 | 40764690 | Anchorage | 17-I
| University of Alaska Anchorage | ANSEP Building | Replace Elevator Machine Room Exhuast Fan | 5000 | 40769690 | 5000 | 40769690 | Anchorage | 17-I
| University of Alaska Anchorage | ANSEP Building | Replace Elevator Passenger 2500 Lbs | 500000 | 41269690 | 500000 | 41269690 | Anchorage | 17-I
| University of Alaska Anchorage | ANSEP Building | Replace Est3 Fire Alarm System Annual Pm | 133000 | 41402690 | 133000 | 41402690 | Anchorage | 17-I
| University of Alaska Anchorage | ANSEP Building | Replace Expansion Tank Et-1 | 23000 | 41425690 | 23000 | 41425690 | Anchorage | 17-I
| University of Alaska Anchorage | ANSEP Building | Replace Expansion Tank Et-2 | 23000 | 41448690 | 23000 | 41448690 | Anchorage | 17-I
| University of Alaska Anchorage | ANSEP Building | Replace Fire Alarm Nac Circuit Power Supply | 133000 | 41581690 | 133000 | 41581690 | Anchorage | 17-I
| University of Alaska Anchorage | ANSEP Building | Replace Fire Protection/ Egress Exit Signage | 40000 | 41621690 | 40000 | 41621690 | Anchorage | 17-I
| University of Alaska Anchorage | ANSEP Building | Replace Fixtures & Fittings Faucets & Sinks | 4000 | 41625690 | 4000 | 41625690 | Anchorage | 17-I
| University of Alaska Anchorage | ANSEP Building | Replace Fixtures/Lighting Indoor Lighting | 127000 | 41752690 | 127000 | 41752690 | Anchorage | 17-I
| University of Alaska Anchorage | ANSEP Building | Replace Fixtures/Lighting Outlets and Switches | 51000 | 41803690 | 51000 | 41803690 | Anchorage | 17-I
| University of Alaska Anchorage | ANSEP Building | Replace Floors Carpet | 153000 | 41956690 | 153000 | 41956690 | Anchorage | 17-I
| University of Alaska Anchorage | ANSEP Building | Replace Floors Tile | 15000 | 41971690 | 15000 | 41971690 | Anchorage | 17-I
| University of Alaska Anchorage | ANSEP Building | Replace Floors Vinyl | 5000 | 41976690 | 5000 | 41976690 | Anchorage | 17-I
| University of Alaska Anchorage | ANSEP Building | Replace Glycol Fill Tank Gt-1 | 2000 | 41978690 | 2000 | 41978690 | Anchorage | 17-I
| University of Alaska Anchorage | ANSEP Building | Replace Glycol Circulation Pump Bc-1 | 5000 | 41983690 | 5000 | 41983690 | Anchorage | 17-I
| University of Alaska Anchorage | ANSEP Building | Replace Glycol Circulation Pump Cp-1 | 5000 | 41988690 | 5000 | 41988690 | Anchorage | 17-I
| University of Alaska Anchorage | ANSEP Building | Replace Glycol Circulation Pump Cp-2 | 5000 | 41993690 | 5000 | 41993690 | Anchorage | 17-I
| University of Alaska Anchorage | ANSEP Building | Replace Glycol Piping | 500000 | 42493690 | 500000 | 42493690 | Anchorage | 17-I
| University of Alaska Anchorage | ANSEP Building | Replace Heating Glycol Boiler B-1 | 191000 | 42684690 | 191000 | 42684690 | Anchorage | 17-I
| University of Alaska Anchorage | ANSEP Building | Replace Heating Glycol Boiler B-2 | 191000 | 42875690 | 191000 | 42875690 | Anchorage | 17-I
| University of Alaska Anchorage | ANSEP Building | Replace Hot Water Circulation Pump Cp-4 | 5000 | 42880690 | 5000 | 42880690 | Anchorage | 17-I
| University of Alaska Anchorage | ANSEP Building | Replace Main Fan Ahu-1 | 259000 | 43139690 | 259000 | 43139690 | Anchorage | 17-I
| University of Alaska Anchorage | ANSEP Building | Replace Mechanical Room Supply Fan | 78000 | 43217690 | 78000 | 43217690 | Anchorage | 17-I
| University of Alaska Anchorage | ANSEP Building | Replace North Entryway Heater | 6000 | 43223690 | 6000 | 43223690 | Anchorage | 17-I
| University of Alaska Anchorage | ANSEP Building | Replace Piping | 239000 | 43462690 | 239000 | 43462690 | Anchorage | 17-I
| University of Alaska Anchorage | ANSEP Building | Replace South Entryway Heater | 6000 | 43468690 | 6000 | 43468690 | Anchorage | 17-I
| University of Alaska Anchorage | ANSEP Building | Replace Supply Piping Building Distribution | 279000 | 43747690 | 279000 | 43747690 | Anchorage | 17-I
| University of Alaska Anchorage | ANSEP Building | Replace Walls Painting | 89000 | 43836690 | 89000 | 43836690 | Anchorage | 17-I
| University of Alaska Anchorage | ANSEP Building | Replace Waste Piping Drainage Piping & Drains | 199000 | 44035690 | 199000 | 44035690 | Anchorage | 17-I
| University of Alaska Anchorage | ANSEP Building | Upgrade Occupancy Sensors for Lighting | 5000 | 44040690 | 5000 | 44040690 | Anchorage | 17-I
| University of Alaska Anchorage | Arcade & Bridge Lounge | Replace Arcade & Bridge Basement Fcu | 5000 | 44045690 | 5000 | 44045690 | Anchorage | 17-I
| University of Alaska Anchorage | Arcade & Bridge Lounge | Replace Arcade & Bridge First Floor Fcu | 5000 | 44050690 | 5000 | 44050690 | Anchorage | 17-I
| University of Alaska Anchorage | Arcade & Bridge Lounge | Replace Building Distribution Building Wiring | 238000 | 44288690 | 238000 | 44288690 | Anchorage | 17-I
| University of Alaska Anchorage | Arcade & Bridge Lounge | Replace Building Distribution Emergency Circuit Wiring | 60000 | 44348690 | 60000 | 44348690 | Anchorage | 17-I
| University of Alaska Anchorage | Arcade & Bridge Lounge | Replace Fire Alarm Nac Circuit Power Supply | 63000 | 44411690 | 63000 | 44411690 | Anchorage | 17-I
| University of Alaska Anchorage | Arcade & Bridge Lounge | Replace Fire Protection/ Egress Exit Signage | 10000 | 44421690 | 10000 | 44421690 | Anchorage | 17-I
| University of Alaska Anchorage | Arcade & Bridge Lounge | Replace Fixtures/Lighting Indoor Lighting | 107000 | 44528690 | 107000 | 44528690 | Anchorage | 17-I
| University of Alaska Anchorage | Arcade & Bridge Lounge | Replace Fixtures/Lighting Outlets and Switches | 26000 | 44554690 | 26000 | 44554690 | Anchorage | 17-I
| University of Alaska Anchorage | Arcade & Bridge Lounge | Replace Floors Carpet | 191000 | 44745690 | 191000 | 44745690 | Anchorage | 17-I
| University of Alaska Anchorage | Arcade & Bridge Lounge | Replace Openings Windows - Medium | 494000 | 45239690 | 494000 | 45239690 | Anchorage | 17-I
| University of Alaska Anchorage | Arcade & Bridge Lounge | Replace Structural Siding | 15000 | 45254690 | 15000 | 45254690 | Anchorage | 17-I
| University of Alaska Anchorage | Arcade & Bridge Lounge | Upgrade to full electronic DDC - Hybrid system currently in place | 12000 | 45266690 | 12000 | 45266690 | Anchorage | 17-I
| University of Alaska Anchorage | Auto/Diesel Technology Building | 2ea. 9348 switches | 16000 | 45282690 | 16000 | 45282690 | Anchorage | 17-I
| University of Alaska Anchorage | Auto/Diesel Technology Building | Install into Classrooms Fixtures/Lighting Occupancy Sensors for Lighting | 10000 | 45292690 | 10000 | 45292690 | Anchorage | 17-I
| University of Alaska Anchorage | Auto/Diesel Technology Building | Recable Building | 90000 | 45382690 | 90000 | 45382690 | Anchorage | 17-I
| University of Alaska Anchorage | Auto/Diesel Technology Building | Replace 500 Gallon Diesel Above Ground Emergency Generator Fuel Tank | 16000 | 45398690 | 16000 | 45398690 | Anchorage | 17-I
| University of Alaska Anchorage | Auto/Diesel Technology Building | Replace Air Handler | 536000 | 45934690 | 536000 | 45934690 | Anchorage | 17-I
| University of Alaska Anchorage | Auto/Diesel Technology Building | Replace Bathroom Renovations Locker Rooms | 938000 | 46872690 | 938000 | 46872690 | Anchorage | 17-I
| University of Alaska Anchorage | Auto/Diesel Technology Building | Replace Bathroom Renovations Med Bath - 4 to 5 units with Shower | 281000 | 47153690 | 281000 | 47153690 | Anchorage | 17-I
| University of Alaska Anchorage | Auto/Diesel Technology Building | Replace Building Distribution Automatic Transfer Switch | 25000 | 47178690 | 25000 | 47178690 | Anchorage | 17-I
| University of Alaska Anchorage | Auto/Diesel Technology Building | Replace Building Distribution Building Wiring | 494000 | 47672690 | 494000 | 47672690 | Anchorage | 17-I
| University of Alaska Anchorage | Auto/Diesel Technology Building | Replace Building Distribution Circuit Breaker Panels | 52000 | 47724690 | 52000 | 47724690 | Anchorage | 17-I
| University of Alaska Anchorage | Auto/Diesel Technology Building | Replace Building Distribution Emergency Circuit Wiring | 123000 | 47847690 | 123000 | 47847690 | Anchorage | 17-I
| University of Alaska Anchorage | Auto/Diesel Technology Building | Replace Building Distribution Main Building Panels/Switchgear | 39000 | 47886690 | 39000 | 47886690 | Anchorage | 17-I
| University of Alaska Anchorage | Auto/Diesel Technology Building | Replace Building Distribution Secondary Transformer | 123000 | 48009690 | 123000 | 48009690 | Anchorage | 17-I
| University of Alaska Anchorage | Auto/Diesel Technology Building | Replace Compressor Air Shop | 16000 | 48025690 | 16000 | 48025690 | Anchorage | 17-I
| University of Alaska Anchorage | Auto/Diesel Technology Building | Replace Door Overhead Electric | 25000 | 48050690 | 25000 | 48050690 | Anchorage | 17-I
| University of Alaska Anchorage | Auto/Diesel Technology Building | Replace Door Overhead Electric East | 25000 | 48075690 | 25000 | 48075690 | Anchorage | 17-I
| University of Alaska Anchorage | Auto/Diesel Technology Building | Replace Door Overhead Electric West | 25000 | 48100690 | 25000 | 48100690 | Anchorage | 17-I
| University of Alaska Anchorage | Auto/Diesel Technology Building | Replace Elevator Passenger 1500 Lbs | 500000 | 48600690 | 500000 | 48600690 | Anchorage | 17-I
| University of Alaska Anchorage | Auto/Diesel Technology Building | Replace Est2 Fire Alarm System | 133000 | 48733690 | 133000 | 48733690 | Anchorage | 17-I
| University of Alaska Anchorage | Auto/Diesel Technology Building | Replace Fan Dx Unit For Class Laboratory | 39000 | 48772690 | 39000 | 48772690 | Anchorage | 17-I
| University of Alaska Anchorage | Auto/Diesel Technology Building | Replace Fan Dx Unit For Comm Room | 39000 | 48811690 | 39000 | 48811690 | Anchorage | 17-I
| University of Alaska Anchorage | Auto/Diesel Technology Building | Replace Fan Exhaust Air Auto Shop Ef-6 | 5000 | 48816690 | 5000 | 48816690 | Anchorage | 17-I
| University of Alaska Anchorage | Auto/Diesel Technology Building | Replace Fan Exhaust Air Diesel Shop Ef-7 | 5000 | 48821690 | 5000 | 48821690 | Anchorage | 17-I
| University of Alaska Anchorage | Auto/Diesel Technology Building | Replace Fan Exhaust Air Ef-10 | 5000 | 48826690 | 5000 | 48826690 | Anchorage | 17-I
| University of Alaska Anchorage | Auto/Diesel Technology Building | Replace Fan Exhaust Air Ef-8 | 5000 | 48831690 | 5000 | 48831690 | Anchorage | 17-I
| University of Alaska Anchorage | Auto/Diesel Technology Building | Replace Fan Exhaust Air Floor Ef-1 | 5000 | 48836690 | 5000 | 48836690 | Anchorage | 17-I
| University of Alaska Anchorage | Auto/Diesel Technology Building | Replace Fan Exhaust Air Floor Ef-2 | 5000 | 48841690 | 5000 | 48841690 | Anchorage | 17-I
| University of Alaska Anchorage | Auto/Diesel Technology Building | Replace Fan Exhaust Air Shop Ef-4 | 5000 | 48846690 | 5000 | 48846690 | Anchorage | 17-I
| University of Alaska Anchorage | Auto/Diesel Technology Building | Replace Fan Exhaust Air Shop Ef-5 | 5000 | 48851690 | 5000 | 48851690 | Anchorage | 17-I
| University of Alaska Anchorage | Auto/Diesel Technology Building | Replace Fan Exhaust Air Shop Ef-9 | 5000 | 48856690 | 5000 | 48856690 | Anchorage | 17-I
| University of Alaska Anchorage | Auto/Diesel Technology Building | Replace Fan Exhaust Air Toilet Ef-3 | 5000 | 48861690 | 5000 | 48861690 | Anchorage | 17-I
| University of Alaska Anchorage | Auto/Diesel Technology Building | Replace Fan Makeup Air Process | 78000 | 48939690 | 78000 | 48939690 | Anchorage | 17-I
| University of Alaska Anchorage | Auto/Diesel Technology Building | Replace Fan Supply Air Multizone Sf-1 | 78000 | 49017690 | 78000 | 49017690 | Anchorage | 17-I
| University of Alaska Anchorage | Auto/Diesel Technology Building | Replace Fire Alarm Nac Circuit Power Supply | 133000 | 49150690 | 133000 | 49150690 | Anchorage | 17-I
| University of Alaska Anchorage | Auto/Diesel Technology Building | Replace Fire Protection/ Egress Exit Signage | 82000 | 49232690 | 82000 | 49232690 | Anchorage | 17-I
| University of Alaska Anchorage | Auto/Diesel Technology Building | Replace Fixtures & Fittings Faucets & Sinks | 4000 | 49236690 | 4000 | 49236690 | Anchorage | 17-I
| University of Alaska Anchorage | Auto/Diesel Technology Building | Replace Fixtures/Lighting Outlets and Switches | 55000 | 49291690 | 55000 | 49291690 | Anchorage | 17-I
| University of Alaska Anchorage | Auto/Diesel Technology Building | Replace Floors Carpet | 39000 | 49330690 | 39000 | 49330690 | Anchorage | 17-I
| University of Alaska Anchorage | Auto/Diesel Technology Building | Replace Generation Emergency/ Backup Generation - Feeds Auto/Diesel and Batrice G Macdonald | 63000 | 49393690 | 63000 | 49393690 | Anchorage | 17-I
| University of Alaska Anchorage | Auto/Diesel Technology Building | Replace Glycol Piping | 80000 | 49473690 | 80000 | 49473690 | Anchorage | 17-I
| University of Alaska Anchorage | Auto/Diesel Technology Building | Replace Interior Doors & Doorways | 205000 | 49678690 | 205000 | 49678690 | Anchorage | 17-I
| University of Alaska Anchorage | Auto/Diesel Technology Building | Replace Openings Exterior Doors | 78000 | 49756690 | 78000 | 49756690 | Anchorage | 17-I
| University of Alaska Anchorage | Auto/Diesel Technology Building | Replace Openings Windows - Medium | 31000 | 49787690 | 31000 | 49787690 | Anchorage | 17-I
| University of Alaska Anchorage | Auto/Diesel Technology Building | Replace Piping | 494000 | 50281690 | 494000 | 50281690 | Anchorage | 17-I
| University of Alaska Anchorage | Auto/Diesel Technology Building | Replace Pump Water Domestic | 5000 | 50286690 | 5000 | 50286690 | Anchorage | 17-I
| University of Alaska Anchorage | Auto/Diesel Technology Building | Replace Sealant around Concrete | 31000 | 50317690 | 31000 | 50317690 | Anchorage | 17-I
| University of Alaska Anchorage | Auto/Diesel Technology Building | Replace Secondary Service Motor Control Center | 125000 | 50442690 | 125000 | 50442690 | Anchorage | 17-I
| University of Alaska Anchorage | Auto/Diesel Technology Building | Replace Specialty Equipment Lab Use (Eye Wash/ Showers) | 12000 | 50454690 | 12000 | 50454690 | Anchorage | 17-I
| University of Alaska Anchorage | Auto/Diesel Technology Building | Replace Supply Piping Building Distribution | 576000 | 51030690 | 576000 | 51030690 | Anchorage | 17-I
| University of Alaska Anchorage | Auto/Diesel Technology Building | Replace Walls Painting | 184000 | 51214690 | 184000 | 51214690 | Anchorage | 17-I
| University of Alaska Anchorage | Auto/Diesel Technology Building | Replace Waste Piping Drainage Piping & Drains | 411000 | 51625690 | 411000 | 51625690 | Anchorage | 17-I
| University of Alaska Anchorage | Auto/Diesel Technology Building | Should be addressed every 10 years joints between precast panels | 24000 | 51649690 | 24000 | 51649690 | Anchorage | 17-I
| University of Alaska Anchorage | Auto/Diesel Technology Building | Upgrade Fixtures/Lighting Indoor Lighting - Classrooms | 263000 | 51912690 | 263000 | 51912690 | Anchorage | 17-I
| University of Alaska Anchorage | Auto/Diesel Technology Building | Upgrade to full electronic DDC - Hybrid system currently in place | 27000 | 51939690 | 27000 | 51939690 | Anchorage | 17-I
| University of Alaska Anchorage | Aviation Technology Center | 4ea. 9348 switches | 32000 | 51971690 | 32000 | 51971690 | Anchorage | 20-J
| University of Alaska Anchorage | Aviation Technology Center | 56 ea. Phones | 18760 | 51990450 | 18760 | 51990450 | Anchorage | 20-J
| University of Alaska Anchorage | Aviation Technology Center | Asbestos Abatement | 50000 | 52040450 | 50000 | 52040450 | Anchorage | 20-J
| University of Alaska Anchorage | Aviation Technology Center | DDC Controls | 2000 | 52042450 | 2000 | 52042450 | Anchorage | 20-J
| University of Alaska Anchorage | Aviation Technology Center | Full renovation of locker rooms (including ADA) and expansion of women's locker room | 469000 | 52511450 | 469000 | 52511450 | Anchorage | 20-J
| University of Alaska Anchorage | Aviation Technology Center | Interior VAT | 85000 | 52596450 | 85000 | 52596450 | Anchorage | 20-J
| University of Alaska Anchorage | Aviation Technology Center | Interior Wheelchair Lifts | 39000 | 52635450 | 39000 | 52635450 | Anchorage | 20-J
| University of Alaska Anchorage | Aviation Technology Center | Large bathroom renovation (6+ units, no shower) | 875000 | 53510450 | 875000 | 53510450 | Anchorage | 20-J
| University of Alaska Anchorage | Aviation Technology Center | Mechanical Air Handlers | 996000 | 54506450 | 996000 | 54506450 | Anchorage | 20-J
| University of Alaska Anchorage | Aviation Technology Center | Mechanical Building Boilers | 743000 | 55249450 | 743000 | 55249450 | Anchorage | 20-J
| University of Alaska Anchorage | Aviation Technology Center | Mechanical Building Piping - 2 Pipe or steam | 1624000 | 56873450 | 1624000 | 56873450 | Anchorage | 20-J
| University of Alaska Anchorage | Aviation Technology Center | Mechanical Chiller - Centrifugal | 5000 | 56878450 | 5000 | 56878450 | Anchorage | 20-J
| University of Alaska Anchorage | Aviation Technology Center | Mechanical Chiller - DX or Split System | 6000 | 56884450 | 6000 | 56884450 | Anchorage | 20-J
| University of Alaska Anchorage | Aviation Technology Center | Mechanical Chiller - Liebert Unit | 15000 | 56899450 | 15000 | 56899450 | Anchorage | 20-J
| University of Alaska Anchorage | Aviation Technology Center | Mechanical Compressors | 32000 | 56931450 | 32000 | 56931450 | Anchorage | 20-J
| University of Alaska Anchorage | Aviation Technology Center | Mechanical Condensate Tank | 31000 | 56962450 | 31000 | 56962450 | Anchorage | 20-J
| University of Alaska Anchorage | Aviation Technology Center | Mechanical Controls | 2000 | 56964450 | 2000 | 56964450 | Anchorage | 20-J
| University of Alaska Anchorage | Aviation Technology Center | Mechanical DHW Circulating Pumps | 4000 | 56968450 | 4000 | 56968450 | Anchorage | 20-J
| University of Alaska Anchorage | Aviation Technology Center | Mechanical Ductwork Cleaning | 65000 | 57033450 | 65000 | 57033450 | Anchorage | 20-J
| University of Alaska Anchorage | Aviation Technology Center | Mechanical Exhaust Fans - 5+ HP | 78000 | 57111450 | 78000 | 57111450 | Anchorage | 20-J
| University of Alaska Anchorage | Aviation Technology Center | Mechanical Hot Water Heaters | 22000 | 57133450 | 22000 | 57133450 | Anchorage | 20-J
| University of Alaska Anchorage | Aviation Technology Center | Mechanical HW Converter/Heat Exchanger | 79000 | 57212450 | 79000 | 57212450 | Anchorage | 20-J
| University of Alaska Anchorage | Aviation Technology Center | Mechanical Motor Control Center | 172000 | 57384450 | 172000 | 57384450 | Anchorage | 20-J
| University of Alaska Anchorage | Aviation Technology Center | Mechanical Pumps/ Motors | 23437.5 | 57407887.5 | 23437.5 | 57407887.5 | Anchorage | 20-J
| University of Alaska Anchorage | Aviation Technology Center | Mechanical Return Fans - 5 to 10 HP | 205000 | 57612887.5 | 205000 | 57612887.5 | Anchorage | 20-J
| University of Alaska Anchorage | Aviation Technology Center | Mechanical Storage Tanks - 500 gal | 20000 | 57632887.5 | 20000 | 57632887.5 | Anchorage | 20-J
| University of Alaska Anchorage | Aviation Technology Center | Mechanical Supply Fans - 10 to 25 HP | 207000 | 57839887.5 | 207000 | 57839887.5 | Anchorage | 20-J
| University of Alaska Anchorage | Aviation Technology Center | Mechanical Supply Fans - 5 to 10 HP | 61000 | 57900887.5 | 61000 | 57900887.5 | Anchorage | 20-J
| University of Alaska Anchorage | Aviation Technology Center | Recable Building | 130000 | 58030887.5 | 130000 | 58030887.5 | Anchorage | 20-J
| University of Alaska Anchorage | Aviation Technology Center | Re-caulk exterior shell | 25000 | 58055887.5 | 25000 | 58055887.5 | Anchorage | 20-J
| University of Alaska Anchorage | Aviation Technology Center | Repaint interior walls | 108000 | 58163887.5 | 108000 | 58163887.5 | Anchorage | 20-J
| University of Alaska Anchorage | Aviation Technology Center | Replace carpeting | 150000 | 58313887.5 | 150000 | 58313887.5 | Anchorage | 20-J
| University of Alaska Anchorage | Aviation Technology Center | Replace ductwork/return air | 601000 | 58914887.5 | 601000 | 58914887.5 | Anchorage | 20-J
| University of Alaska Anchorage | Aviation Technology Center | Replace elevator | 1500000 | 60414887.5 | 1500000 | 60414887.5 | Anchorage | 20-J
| University of Alaska Anchorage | Aviation Technology Center | Replace exterior leaders | 55000 | 60469887.5 | 55000 | 60469887.5 | Anchorage | 20-J
| University of Alaska Anchorage | Aviation Technology Center | Replace faucets and sinks throughout building | 25000 | 60494887.5 | 25000 | 60494887.5 | Anchorage | 20-J
| University of Alaska Anchorage | Aviation Technology Center | Replace fume hoods | 39000 | 60533887.5 | 39000 | 60533887.5 | Anchorage | 20-J
| University of Alaska Anchorage | Aviation Technology Center | Replace interior drinking fountains | 28000 | 60561887.5 | 28000 | 60561887.5 | Anchorage | 20-J
| University of Alaska Anchorage | Aviation Technology Center | Replace main building panels/switchgear | 63000 | 60624887.5 | 63000 | 60624887.5 | Anchorage | 20-J
| University of Alaska Anchorage | Aviation Technology Center | Replace medium exterior windows | 173000 | 60797887.5 | 173000 | 60797887.5 | Anchorage | 20-J
| University of Alaska Anchorage | Aviation Technology Center | Replace secondary pumps | 200000 | 60997887.5 | 200000 | 60997887.5 | Anchorage | 20-J
| University of Alaska Anchorage | Aviation Technology Center | Replace small exterior windows | 70000 | 61067887.5 | 70000 | 61067887.5 | Anchorage | 20-J
| University of Alaska Anchorage | Aviation Technology Center | Replace waste drainage piping & drains | 600000 | 61667887.5 | 600000 | 61667887.5 | Anchorage | 20-J
| University of Alaska Anchorage | Aviation Technology Center | Small bathroom renovation (1 to 3 units, no shower) | 44000 | 61711887.5 | 44000 | 61711887.5 | Anchorage | 20-J
| University of Alaska Anchorage | Aviation Technology Center | Update indoor lighting | 250000 | 61961887.5 | 250000 | 61961887.5 | Anchorage | 20-J
| University of Alaska Anchorage | Aviation Technology Center | Upgrade Supply Piping for Building Distribution | 250000 | 62211887.5 | 250000 | 62211887.5 | Anchorage | 20-J
| University of Alaska Anchorage | Aviation Technology Storage | Interior Wall Painting | 2000 | 62213887.5 | 2000 | 62213887.5 | Anchorage | 20-J
| University of Alaska Anchorage | Aviation Technology Storage | Other Door | 10000 | 62223887.5 | 10000 | 62223887.5 | Anchorage | 20-J
| University of Alaska Anchorage | Aviation Technology Storage | Replace & finish wood clapboards, 1st floor | 1000 | 62224887.5 | 1000 | 62224887.5 | Anchorage | 20-J
| University of Alaska Anchorage | Aviation Technology Storage | Replace 2'-3 in. x 6'-0 wood frame window | 6000 | 62230887.5 | 6000 | 62230887.5 | Anchorage | 20-J
| University of Alaska Anchorage | Aviation Technology Storage | Replace 5/8 in. drywall | 8000 | 62238887.5 | 8000 | 62238887.5 | Anchorage | 20-J
| University of Alaska Anchorage | Aviation Technology Storage | Replace baseboard heater units | 2000 | 62240887.5 | 2000 | 62240887.5 | Anchorage | 20-J
| University of Alaska Anchorage | Aviation Technology Storage | Replace branch wiring 600 V | 2000 | 62242887.5 | 2000 | 62242887.5 | Anchorage | 20-J
| University of Alaska Anchorage | Aviation Technology Storage | Replace metal stairs | 2000 | 62244887.5 | 2000 | 62244887.5 | Anchorage | 20-J
| University of Alaska Anchorage | Aviation Technology Storage | Total asphalt shingle roof replacement | 3000 | 62247887.5 | 3000 | 62247887.5 | Anchorage | 20-J
| University of Alaska Anchorage | Central Parking Garage | Replace 1Rst Floor Lobby Entryway Heater Cuh-1 | 6000 | 62253887.5 | 6000 | 62253887.5 | Anchorage | 17-I
| University of Alaska Anchorage | Central Parking Garage | Replace 1Rst Floor Lobby Entryway Heater Cuh-2 | 6000 | 62259887.5 | 6000 | 62259887.5 | Anchorage | 17-I
| University of Alaska Anchorage | Central Parking Garage | Replace 1Rst Floor Lobby Entryway Heater Cuh-3 | 6000 | 62265887.5 | 6000 | 62265887.5 | Anchorage | 17-I
| University of Alaska Anchorage | Central Parking Garage | Replace 1Rst Floor Lobby Entryway Heater Cuh-4 | 6000 | 62271887.5 | 6000 | 62271887.5 | Anchorage | 17-I
| University of Alaska Anchorage | Central Parking Garage | Replace Ada Accessible Door | 45000 | 62316887.5 | 45000 | 62316887.5 | Anchorage | 17-I
| University of Alaska Anchorage | Central Parking Garage | Replace Campus Distribution Switches | 625000 | 62941887.5 | 625000 | 62941887.5 | Anchorage | 17-I
| University of Alaska Anchorage | Central Parking Garage | Replace Ceilings Drop Ceiling Replacement | 172000 | 63113887.5 | 172000 | 63113887.5 | Anchorage | 17-I
| University of Alaska Anchorage | Central Parking Garage | Replace DDC Controls | 117000 | 63230887.5 | 117000 | 63230887.5 | Anchorage | 17-I
| University of Alaska Anchorage | Central Parking Garage | Replace Elevator Passenger 2500 Lbs | 500000 | 63730887.5 | 500000 | 63730887.5 | Anchorage | 17-I
| University of Alaska Anchorage | Central Parking Garage | Replace Est2 Fire Alarm System | 133000 | 63863887.5 | 133000 | 63863887.5 | Anchorage | 17-I
| University of Alaska Anchorage | Central Parking Garage | Replace Expansion Tank Et-1 | 23000 | 63886887.5 | 23000 | 63886887.5 | Anchorage | 17-I
| University of Alaska Anchorage | Central Parking Garage | Replace Fire Protection/ Egress Exit Signage | 43000 | 63929887.5 | 43000 | 63929887.5 | Anchorage | 17-I
| University of Alaska Anchorage | Central Parking Garage | Replace Fixtures/Lighting Outlets and Switches | 25000 | 63954887.5 | 25000 | 63954887.5 | Anchorage | 17-I
| University of Alaska Anchorage | Central Parking Garage | Replace Floors Carpet | 207000 | 64161887.5 | 207000 | 64161887.5 | Anchorage | 17-I
| University of Alaska Anchorage | Central Parking Garage | Replace Glycol Fill Tank Pmp-G1 | 2000 | 64163887.5 | 2000 | 64163887.5 | Anchorage | 17-I
| University of Alaska Anchorage | Central Parking Garage | Replace Glycol Piping | 250000 | 64413887.5 | 250000 | 64413887.5 | Anchorage | 17-I
| University of Alaska Anchorage | Central Parking Garage | Replace Parking Garage Gas Fired Boiler Alaska #023153Ak | 207000 | 64620887.5 | 207000 | 64620887.5 | Anchorage | 17-I
| University of Alaska Anchorage | Central Parking Garage | Replace Piping | 258000 | 64878887.5 | 258000 | 64878887.5 | Anchorage | 17-I
| University of Alaska Anchorage | Central Parking Garage | Replace Scf-01 Air Handling Unit | 280000 | 65158887.5 | 280000 | 65158887.5 | Anchorage | 17-I
| University of Alaska Anchorage | Central Parking Garage | Replace Scf-02 Air Handling Unit | 280000 | 65438887.5 | 280000 | 65438887.5 | Anchorage | 17-I
| University of Alaska Anchorage | Central Parking Garage | Replace Scf-03 Air Handling Unit | 280000 | 65718887.5 | 280000 | 65718887.5 | Anchorage | 17-I
| University of Alaska Anchorage | Central Parking Garage | Replace Scf-04 Air Handling Unit | 280000 | 65998887.5 | 280000 | 65998887.5 | Anchorage | 17-I
| University of Alaska Anchorage | Central Parking Garage | Replace Scf-05 Air Handling Unit | 280000 | 66278887.5 | 280000 | 66278887.5 | Anchorage | 17-I
| University of Alaska Anchorage | Central Parking Garage | Replace Scf-06 Air Handling Unit | 280000 | 66558887.5 | 280000 | 66558887.5 | Anchorage | 17-I
| University of Alaska Anchorage | Central Parking Garage | Replace Scf-07 Air Handling Unit | 280000 | 66838887.5 | 280000 | 66838887.5 | Anchorage | 17-I
| University of Alaska Anchorage | Central Parking Garage | Replace Scf-08 Air Handling Unit | 280000 | 67118887.5 | 280000 | 67118887.5 | Anchorage | 17-I
| University of Alaska Anchorage | Central Parking Garage | Replace Scf-09 Air Handling Unit | 280000 | 67398887.5 | 280000 | 67398887.5 | Anchorage | 17-I
| University of Alaska Anchorage | Central Parking Garage | Replace Scf-10 Air Handling Unit | 280000 | 67678887.5 | 280000 | 67678887.5 | Anchorage | 17-I
| University of Alaska Anchorage | Central Parking Garage | Replace Scf-11 Air Handling Unit | 280000 | 67958887.5 | 280000 | 67958887.5 | Anchorage | 17-I
| University of Alaska Anchorage | Central Parking Garage | Replace Sealant around Concrete - Leaking into Stairwells | 30000 | 67988887.5 | 30000 | 67988887.5 | Anchorage | 17-I
| University of Alaska Anchorage | Central Parking Garage | Replace Structural Siding | 16000 | 68004887.5 | 16000 | 68004887.5 | Anchorage | 17-I
| University of Alaska Anchorage | Central Parking Garage | Upgrade Indoor Lighting to LED | 138000 | 68142887.5 | 138000 | 68142887.5 | Anchorage | 17-I
| University of Alaska Anchorage | Conoco Phillips Integrated Sciences Building | Add CPISB to Campus E/W Layer 2 network to save from buying a new Firewall | 904000 | 69046887.5 | 904000 | 69046887.5 | Anchorage | 17-I
| University of Alaska Anchorage | Conoco Phillips Integrated Sciences Building | After the UPS from the SSB server room is available we will move it to CPISB and run new circuits from it to each floor comm closet. | 80000 | 69126887.5 | 80000 | 69126887.5 | Anchorage | 17-I
| University of Alaska Anchorage | Conoco Phillips Integrated Sciences Building | Replace 2000 Gallon Diesel Emergency Generator Belly Tank | 63000 | 69189887.5 | 63000 | 69189887.5 | Anchorage | 17-I
| University of Alaska Anchorage | Conoco Phillips Integrated Sciences Building | Replace Ahu-2 Coil Glycol Pump P-19 Vfd Pm | 13000 | 69202887.5 | 13000 | 69202887.5 | Anchorage | 17-I
| University of Alaska Anchorage | Conoco Phillips Integrated Sciences Building | Replace Ahu-3 Glycol Coil Pump P-18 Vfd Pm | 13000 | 69215887.5 | 13000 | 69215887.5 | Anchorage | 17-I
| University of Alaska Anchorage | Conoco Phillips Integrated Sciences Building | Replace Ahu-3 Vfd-3A | 13000 | 69228887.5 | 13000 | 69228887.5 | Anchorage | 17-I
| University of Alaska Anchorage | Conoco Phillips Integrated Sciences Building | Replace Ahu-3 Vfd-3B | 13000 | 69241887.5 | 13000 | 69241887.5 | Anchorage | 17-I
| University of Alaska Anchorage | Conoco Phillips Integrated Sciences Building | Replace Ahu-4 Coil Glycol Pump P-15 Vfd Pm | 13000 | 69254887.5 | 13000 | 69254887.5 | Anchorage | 17-I
| University of Alaska Anchorage | Conoco Phillips Integrated Sciences Building | Replace Ahu-5 Coil Glycol Pump P-16 Vfd Pm | 13000 | 69267887.5 | 13000 | 69267887.5 | Anchorage | 17-I
| University of Alaska Anchorage | Conoco Phillips Integrated Sciences Building | Replace Ahu-6 Glycol Coil Pump P-17 Vfd Pm | 13000 | 69280887.5 | 13000 | 69280887.5 | Anchorage | 17-I
| University of Alaska Anchorage | Conoco Phillips Integrated Sciences Building | Replace Ahu-I Coil Glycol Pump P-23 Vfd Pm | 13000 | 69293887.5 | 13000 | 69293887.5 | Anchorage | 17-I
| University of Alaska Anchorage | Conoco Phillips Integrated Sciences Building | Replace Atrium Floor Water Heat Pump P-22 | 5000 | 69298887.5 | 5000 | 69298887.5 | Anchorage | 17-I
| University of Alaska Anchorage | Conoco Phillips Integrated Sciences Building | Replace Atrium Radiant Floor Heat Hot Water Pump P-22 Vfd Pm | 13000 | 69311887.5 | 13000 | 69311887.5 | Anchorage | 17-I
| University of Alaska Anchorage | Conoco Phillips Integrated Sciences Building | Replace Atrium Smoke Mau Ahu-11 Supply Fan Sf-11 Vfd Pm | 13000 | 69324887.5 | 13000 | 69324887.5 | Anchorage | 17-I
| University of Alaska Anchorage | Conoco Phillips Integrated Sciences Building | Replace Bathroom Renovations Large Bath - 6+ units no Shower | 219000 | 69543887.5 | 219000 | 69543887.5 | Anchorage | 17-I
| University of Alaska Anchorage | Conoco Phillips Integrated Sciences Building | Replace Bathroom Renovations Med Bath - 4 to 5 units no Shower | 391000 | 69934887.5 | 391000 | 69934887.5 | Anchorage | 17-I
| University of Alaska Anchorage | Conoco Phillips Integrated Sciences Building | Replace Bathroom Renovations Small Bath - 1 to 3 units no Shower | 109000 | 70043887.5 | 109000 | 70043887.5 | Anchorage | 17-I
| University of Alaska Anchorage | Conoco Phillips Integrated Sciences Building | Replace Billable Atlas Copco Air Compressor Asset Lab | 16000 | 70059887.5 | 16000 | 70059887.5 | Anchorage | 17-I
| University of Alaska Anchorage | Conoco Phillips Integrated Sciences Building | Replace Billable Gts-800 Gas To Steam Humidifier Sg-1 | 150000 | 70209887.5 | 150000 | 70209887.5 | Anchorage | 17-I
| University of Alaska Anchorage | Conoco Phillips Integrated Sciences Building | Replace Billable Sulair Air Compressor Vivarium | 16000 | 70225887.5 | 16000 | 70225887.5 | Anchorage | 17-I
| University of Alaska Anchorage | Conoco Phillips Integrated Sciences Building | Replace Billable Vivarium Left Side Freezer Dehumidifier | 50000 | 70275887.5 | 50000 | 70275887.5 | Anchorage | 17-I
| University of Alaska Anchorage | Conoco Phillips Integrated Sciences Building | Replace Billable Vivarium Right Side Freezer Dehumidifier | 50000 | 70325887.5 | 50000 | 70325887.5 | Anchorage | 17-I
| University of Alaska Anchorage | Conoco Phillips Integrated Sciences Building | Replace Bld Reheat Hot Water Pump P-7 Vfd Pm | 13000 | 70338887.5 | 13000 | 70338887.5 | Anchorage | 17-I
| University of Alaska Anchorage | Conoco Phillips Integrated Sciences Building | Replace Bld Reheat Hot Water Pump P-8 Vfd Pm | 13000 | 70351887.5 | 13000 | 70351887.5 | Anchorage | 17-I
| University of Alaska Anchorage | Conoco Phillips Integrated Sciences Building | Replace Bld Reheat Hot Water Pump P-9 Vfd Pm | 13000 | 70364887.5 | 13000 | 70364887.5 | Anchorage | 17-I
| University of Alaska Anchorage | Conoco Phillips Integrated Sciences Building | Replace Building Heating Circ Pump P-8 | 5000 | 70369887.5 | 5000 | 70369887.5 | Anchorage | 17-I
| University of Alaska Anchorage | Conoco Phillips Integrated Sciences Building | Replace Building Heating Water Boiler Return Pump P-1 | 5000 | 70374887.5 | 5000 | 70374887.5 | Anchorage | 17-I
| University of Alaska Anchorage | Conoco Phillips Integrated Sciences Building | Replace Building Heating Water Boiler Return Pump P-2 | 5000 | 70379887.5 | 5000 | 70379887.5 | Anchorage | 17-I
| University of Alaska Anchorage | Conoco Phillips Integrated Sciences Building | Replace Building Heating Water Boiler Return Pump P-3 | 5000 | 70384887.5 | 5000 | 70384887.5 | Anchorage | 17-I
| University of Alaska Anchorage | Conoco Phillips Integrated Sciences Building | Replace Building Heating Water Circ Pump P-9 | 5000 | 70389887.5 | 5000 | 70389887.5 | Anchorage | 17-I
| University of Alaska Anchorage | Conoco Phillips Integrated Sciences Building | Replace Building Main Heat Water Circ Pump P-7 | 5000 | 70394887.5 | 5000 | 70394887.5 | Anchorage | 17-I
| University of Alaska Anchorage | Conoco Phillips Integrated Sciences Building | Replace Cage Wash Exhaust System Fan Ef-8 | 5000 | 70399887.5 | 5000 | 70399887.5 | Anchorage | 17-I
| University of Alaska Anchorage | Conoco Phillips Integrated Sciences Building | Replace Cage Wash Exhaust System Fan Ef-9 | 5000 | 70404887.5 | 5000 | 70404887.5 | Anchorage | 17-I
| University of Alaska Anchorage | Conoco Phillips Integrated Sciences Building | Replace Chemical Dilution Tank Dlt-1 | 50000 | 70454887.5 | 50000 | 70454887.5 | Anchorage | 17-I
| University of Alaska Anchorage | Conoco Phillips Integrated Sciences Building | Replace Chilled Water Expansion Tank Et-5 | 23000 | 70477887.5 | 23000 | 70477887.5 | Anchorage | 17-I
| University of Alaska Anchorage | Conoco Phillips Integrated Sciences Building | Replace Clean Bench Filter System Semi Annual Pm | 125000 | 70602887.5 | 125000 | 70602887.5 | Anchorage | 17-I
| University of Alaska Anchorage | Conoco Phillips Integrated Sciences Building | Replace Cleaver Brooks Flextube Boiler 1 | 1954000 | 72556887.5 | 1954000 | 72556887.5 | Anchorage | 17-I
| University of Alaska Anchorage | Conoco Phillips Integrated Sciences Building | Replace Cleaver Brooks Flextube Boiler 2 | 1954000 | 74510887.5 | 1954000 | 74510887.5 | Anchorage | 17-I
| University of Alaska Anchorage | Conoco Phillips Integrated Sciences Building | Replace Cleaver Brooks Flextube Boiler 3 | 1954000 | 76464887.5 | 1954000 | 76464887.5 | Anchorage | 17-I
| University of Alaska Anchorage | Conoco Phillips Integrated Sciences Building | Replace DDC Controls | 129000 | 76593887.5 | 129000 | 76593887.5 | Anchorage | 17-I
| University of Alaska Anchorage | Conoco Phillips Integrated Sciences Building | Replace Domestic Hot Water Circ Pump Cp-1 | 5000 | 76598887.5 | 5000 | 76598887.5 | Anchorage | 17-I
| University of Alaska Anchorage | Conoco Phillips Integrated Sciences Building | Replace Domestic Hot Water Expansion Tank Et-1 | 23000 | 76621887.5 | 23000 | 76621887.5 | Anchorage | 17-I
| University of Alaska Anchorage | Conoco Phillips Integrated Sciences Building | Replace Dri Steem Vm10 Humidifier Sg-3 | 150000 | 76771887.5 | 150000 | 76771887.5 | Anchorage | 17-I
| University of Alaska Anchorage | Conoco Phillips Integrated Sciences Building | Replace Dri Steem Vm12 Humidifier Sg-2 | 150000 | 76921887.5 | 150000 | 76921887.5 | Anchorage | 17-I
| University of Alaska Anchorage | Conoco Phillips Integrated Sciences Building | Replace East Atrium Smoke Exhaust Fan Ef-16 Vfd Pm | 13000 | 76934887.5 | 13000 | 76934887.5 | Anchorage | 17-I
| University of Alaska Anchorage | Conoco Phillips Integrated Sciences Building | Replace East Glycol Heat Recovery Pump P-21 Vfd Pm | 13000 | 76947887.5 | 13000 | 76947887.5 | Anchorage | 17-I
| University of Alaska Anchorage | Conoco Phillips Integrated Sciences Building | Replace East Penthouse Exhaust Fan Ef-24 | 5000 | 76952887.5 | 5000 | 76952887.5 | Anchorage | 17-I
| University of Alaska Anchorage | Conoco Phillips Integrated Sciences Building | Replace East Penthouse Unit Heater Uh-4 | 6000 | 76958887.5 | 6000 | 76958887.5 | Anchorage | 17-I
| University of Alaska Anchorage | Conoco Phillips Integrated Sciences Building | Replace East Penthouse Unit Heater Uh-5 | 6000 | 76964887.5 | 6000 | 76964887.5 | Anchorage | 17-I
| University of Alaska Anchorage | Conoco Phillips Integrated Sciences Building | Replace East Wing Teaching Lab Chemistry Hood Exhast Fan Ef-4B | 5000 | 76969887.5 | 5000 | 76969887.5 | Anchorage | 17-I
| University of Alaska Anchorage | Conoco Phillips Integrated Sciences Building | Replace East Wing Teaching Lab Chemistry Hood Exhaust Fan Ef-4A | 5000 | 76974887.5 | 5000 | 76974887.5 | Anchorage | 17-I
| University of Alaska Anchorage | Conoco Phillips Integrated Sciences Building | Replace East Wing Teaching Lab Chemistry Hood Exhaust Fan Ef-4C | 5000 | 76979887.5 | 5000 | 76979887.5 | Anchorage | 17-I
| University of Alaska Anchorage | Conoco Phillips Integrated Sciences Building | Replace East Wing Teaching Lab Exhaust Fan Ef-1 | 5000 | 76984887.5 | 5000 | 76984887.5 | Anchorage | 17-I
| University of Alaska Anchorage | Conoco Phillips Integrated Sciences Building | Replace East Wing Teaching Lab Exhaust Fan Ef-2 | 5000 | 76989887.5 | 5000 | 76989887.5 | Anchorage | 17-I
| University of Alaska Anchorage | Conoco Phillips Integrated Sciences Building | Replace East Wing Teaching Lab Exhaust Fan Ef-3 | 5000 | 76994887.5 | 5000 | 76994887.5 | Anchorage | 17-I
| University of Alaska Anchorage | Conoco Phillips Integrated Sciences Building | Replace Electric Vault Ahu-10 Supply Fan Sf-10 Vfd Pm | 13000 | 77007887.5 | 13000 | 77007887.5 | Anchorage | 17-I
| University of Alaska Anchorage | Conoco Phillips Integrated Sciences Building | Replace Electric Vault Return Fan Rf-10 Vfd Pm | 13000 | 77020887.5 | 13000 | 77020887.5 | Anchorage | 17-I
| University of Alaska Anchorage | Conoco Phillips Integrated Sciences Building | Replace Fixtures/Lighting Indoor Lighting | 1303000 | 78323887.5 | 1303000 | 78323887.5 | Anchorage | 17-I
| University of Alaska Anchorage | Conoco Phillips Integrated Sciences Building | Replace Fixtures/Lighting Outlets and Switches | 234000 | 78557887.5 | 234000 | 78557887.5 | Anchorage | 17-I
| University of Alaska Anchorage | Conoco Phillips Integrated Sciences Building | Replace Flammable Storage Room 142 Exhaust Fan Ef-21 | 5000 | 78562887.5 | 5000 | 78562887.5 | Anchorage | 17-I
| University of Alaska Anchorage | Conoco Phillips Integrated Sciences Building | Replace Floors Carpet | 391000 | 78953887.5 | 391000 | 78953887.5 | Anchorage | 17-I
| University of Alaska Anchorage | Conoco Phillips Integrated Sciences Building | Replace Generator Electric Unit Heater 7 | 6000 | 78959887.5 | 6000 | 78959887.5 | Anchorage | 17-I
| University of Alaska Anchorage | Conoco Phillips Integrated Sciences Building | Replace Glycol Ahu 1 Heat Coil Pump P-23 | 5000 | 78964887.5 | 5000 | 78964887.5 | Anchorage | 17-I
| University of Alaska Anchorage | Conoco Phillips Integrated Sciences Building | Replace Glycol Ahu 2 Heating Coil Pump P-18 | 5000 | 78969887.5 | 5000 | 78969887.5 | Anchorage | 17-I
| University of Alaska Anchorage | Conoco Phillips Integrated Sciences Building | Replace Glycol Ahu 3 Heating Coil Pump P-19 | 5000 | 78974887.5 | 5000 | 78974887.5 | Anchorage | 17-I
| University of Alaska Anchorage | Conoco Phillips Integrated Sciences Building | Replace Glycol Ahu 4 Heating Coil Pump P-15 | 5000 | 78979887.5 | 5000 | 78979887.5 | Anchorage | 17-I
| University of Alaska Anchorage | Conoco Phillips Integrated Sciences Building | Replace Glycol Ahu 5 Heating Coil Pump P-16 | 5000 | 78984887.5 | 5000 | 78984887.5 | Anchorage | 17-I
| University of Alaska Anchorage | Conoco Phillips Integrated Sciences Building | Replace Glycol Ahu 6 Heating Coil Pump P-17 | 5000 | 78989887.5 | 5000 | 78989887.5 | Anchorage | 17-I
| University of Alaska Anchorage | Conoco Phillips Integrated Sciences Building | Replace Glycol Ahu Supply Pump P10 | 5000 | 78994887.5 | 5000 | 78994887.5 | Anchorage | 17-I
| University of Alaska Anchorage | Conoco Phillips Integrated Sciences Building | Replace Glycol Ahu Supply Pump P-11 | 5000 | 78999887.5 | 5000 | 78999887.5 | Anchorage | 17-I
| University of Alaska Anchorage | Conoco Phillips Integrated Sciences Building | Replace Glycol Ahu Supply Pump P-12 | 5000 | 79004887.5 | 5000 | 79004887.5 | Anchorage | 17-I
| University of Alaska Anchorage | Conoco Phillips Integrated Sciences Building | Replace Glycol Chiller Circ Pump P-14 | 5000 | 79009887.5 | 5000 | 79009887.5 | Anchorage | 17-I
| University of Alaska Anchorage | Conoco Phillips Integrated Sciences Building | Replace Glycol Chiller Pump P-13 | 5000 | 79014887.5 | 5000 | 79014887.5 | Anchorage | 17-I
| University of Alaska Anchorage | Conoco Phillips Integrated Sciences Building | Replace Glycol Expansion Tank Et-4 | 23000 | 79037887.5 | 23000 | 79037887.5 | Anchorage | 17-I
| University of Alaska Anchorage | Conoco Phillips Integrated Sciences Building | Replace Glycol Heat Recovery Pump P-20 | 5000 | 79042887.5 | 5000 | 79042887.5 | Anchorage | 17-I
| University of Alaska Anchorage | Conoco Phillips Integrated Sciences Building | Replace Glycol Heat Recovery Pump P-21 | 5000 | 79047887.5 | 5000 | 79047887.5 | Anchorage | 17-I
| University of Alaska Anchorage | Conoco Phillips Integrated Sciences Building | Replace Glycol Main Heat Circ Pump P-7 | 5000 | 79052887.5 | 5000 | 79052887.5 | Anchorage | 17-I
| University of Alaska Anchorage | Conoco Phillips Integrated Sciences Building | Replace Glycol Main Heat Circ Pump P-8 | 5000 | 79057887.5 | 5000 | 79057887.5 | Anchorage | 17-I
| University of Alaska Anchorage | Conoco Phillips Integrated Sciences Building | Replace Glycol Main Heat Circ Pump P-9 | 5000 | 79062887.5 | 5000 | 79062887.5 | Anchorage | 17-I
| University of Alaska Anchorage | Conoco Phillips Integrated Sciences Building | Replace Glycol Preheat Coil Pump P-10 Vfd Pm | 13000 | 79075887.5 | 13000 | 79075887.5 | Anchorage | 17-I
| University of Alaska Anchorage | Conoco Phillips Integrated Sciences Building | Replace Glycol Preheat Coil Pump P-11 Vfd Pm | 13000 | 79088887.5 | 13000 | 79088887.5 | Anchorage | 17-I
| University of Alaska Anchorage | Conoco Phillips Integrated Sciences Building | Replace Glycol Preheat Coil Pump P-12 Vfd Pm | 13000 | 79101887.5 | 13000 | 79101887.5 | Anchorage | 17-I
| University of Alaska Anchorage | Conoco Phillips Integrated Sciences Building | Replace Heat Exch Preheat Hot Water Pump P-4 Vfd Pm | 13000 | 79114887.5 | 13000 | 79114887.5 | Anchorage | 17-I
| University of Alaska Anchorage | Conoco Phillips Integrated Sciences Building | Replace Heat Exch Preheat Hot Water Pump P-5 Vfd Pm | 13000 | 79127887.5 | 13000 | 79127887.5 | Anchorage | 17-I
| University of Alaska Anchorage | Conoco Phillips Integrated Sciences Building | Replace Heat Exch Preheat Hot Water Pump P-6 Vfd Pm | 13000 | 79140887.5 | 13000 | 79140887.5 | Anchorage | 17-I
| University of Alaska Anchorage | Conoco Phillips Integrated Sciences Building | Replace Heat Exchanger Circ Water Pump P-4 | 5000 | 79145887.5 | 5000 | 79145887.5 | Anchorage | 17-I
| University of Alaska Anchorage | Conoco Phillips Integrated Sciences Building | Replace Heat Exchanger Circ Water Pump P-5 | 5000 | 79150887.5 | 5000 | 79150887.5 | Anchorage | 17-I
| University of Alaska Anchorage | Conoco Phillips Integrated Sciences Building | Replace Heat Exchanger Circ Water Pump P-6 | 5000 | 79155887.5 | 5000 | 79155887.5 | Anchorage | 17-I
| University of Alaska Anchorage | Conoco Phillips Integrated Sciences Building | Replace Heat Recovery Expansion Tank Et-1 | 23000 | 79178887.5 | 23000 | 79178887.5 | Anchorage | 17-I
| University of Alaska Anchorage | Conoco Phillips Integrated Sciences Building | Replace Heat Recovery Expansion Tank Et-2 | 23000 | 79201887.5 | 23000 | 79201887.5 | Anchorage | 17-I
| University of Alaska Anchorage | Conoco Phillips Integrated Sciences Building | Replace Heating Hot Water Expansion Tank Et-3A | 23000 | 79224887.5 | 23000 | 79224887.5 | Anchorage | 17-I
| University of Alaska Anchorage | Conoco Phillips Integrated Sciences Building | Replace Heating Hot Water Expansion Tank Et-3B | 23000 | 79247887.5 | 23000 | 79247887.5 | Anchorage | 17-I
| University of Alaska Anchorage | Conoco Phillips Integrated Sciences Building | Replace Heating System Loop Water Filter | 125000 | 79372887.5 | 125000 | 79372887.5 | Anchorage | 17-I
| University of Alaska Anchorage | Conoco Phillips Integrated Sciences Building | Replace Hot Water Heater Draft Inducer Fan Ef-25 | 5000 | 79377887.5 | 5000 | 79377887.5 | Anchorage | 17-I
| University of Alaska Anchorage | Conoco Phillips Integrated Sciences Building | Replace Lab Air Compressor Ac-1 | 16000 | 79393887.5 | 16000 | 79393887.5 | Anchorage | 17-I
| University of Alaska Anchorage | Conoco Phillips Integrated Sciences Building | Replace Lab Expansion Tank Et-2 | 23000 | 79416887.5 | 23000 | 79416887.5 | Anchorage | 17-I
| University of Alaska Anchorage | Conoco Phillips Integrated Sciences Building | Replace Lab Sinks | 304000 | 79720887.5 | 304000 | 79720887.5 | Anchorage | 17-I
| University of Alaska Anchorage | Conoco Phillips Integrated Sciences Building | Replace Laboratory Domestic Hot Water Circ Pump Cp-2 | 5000 | 79725887.5 | 5000 | 79725887.5 | Anchorage | 17-I
| University of Alaska Anchorage | Conoco Phillips Integrated Sciences Building | Replace North Glycol Heat Recovery Pump P-20 Vfd Pm | 13000 | 79738887.5 | 13000 | 79738887.5 | Anchorage | 17-I
| University of Alaska Anchorage | Conoco Phillips Integrated Sciences Building | Replace North Penthouse Exhaust Fan Ef-23 | 5000 | 79743887.5 | 5000 | 79743887.5 | Anchorage | 17-I
| University of Alaska Anchorage | Conoco Phillips Integrated Sciences Building | Replace North Penthouse Unit Heater Uh-1 | 6000 | 79749887.5 | 6000 | 79749887.5 | Anchorage | 17-I
| University of Alaska Anchorage | Conoco Phillips Integrated Sciences Building | Replace North Penthouse Unit Heater Uh-2 | 6000 | 79755887.5 | 6000 | 79755887.5 | Anchorage | 17-I
| University of Alaska Anchorage | Conoco Phillips Integrated Sciences Building | Replace North Penthouse Unit Heater Uh-3 | 6000 | 79761887.5 | 6000 | 79761887.5 | Anchorage | 17-I
| University of Alaska Anchorage | Conoco Phillips Integrated Sciences Building | Replace North Wing Specialty Lab Exhaust Fan Ef-11 | 5000 | 79766887.5 | 5000 | 79766887.5 | Anchorage | 17-I
| University of Alaska Anchorage | Conoco Phillips Integrated Sciences Building | Replace North Wing Specialty Lab Exhaust Fan Ef-12 | 5000 | 79771887.5 | 5000 | 79771887.5 | Anchorage | 17-I
| University of Alaska Anchorage | Conoco Phillips Integrated Sciences Building | Replace North Wing Specialty Lab Exhaust Fan Ef-13 | 5000 | 79776887.5 | 5000 | 79776887.5 | Anchorage | 17-I
| University of Alaska Anchorage | Conoco Phillips Integrated Sciences Building | Replace Northeast Entryway Heater Cuh-3 | 6000 | 79782887.5 | 6000 | 79782887.5 | Anchorage | 17-I
| University of Alaska Anchorage | Conoco Phillips Integrated Sciences Building | Replace Northeast Entryway Heater Cuh-4 | 6000 | 79788887.5 | 6000 | 79788887.5 | Anchorage | 17-I
| University of Alaska Anchorage | Conoco Phillips Integrated Sciences Building | Replace Openings Exterior Doors | 359000 | 80147887.5 | 359000 | 80147887.5 | Anchorage | 17-I
| University of Alaska Anchorage | Conoco Phillips Integrated Sciences Building | Replace Pcr-Scq Lab Supply Air Filter F-324 | 125000 | 80272887.5 | 125000 | 80272887.5 | Anchorage | 17-I
| University of Alaska Anchorage | Conoco Phillips Integrated Sciences Building | Replace Perchloric Acid Fume Hood Exhaust Fan Ef-20 | 5000 | 80277887.5 | 5000 | 80277887.5 | Anchorage | 17-I
| University of Alaska Anchorage | Conoco Phillips Integrated Sciences Building | Replace Planet/Lecture Hall Ahu-7 Supply Fan Sf-7 Vfd Pm | 13000 | 80290887.5 | 13000 | 80290887.5 | Anchorage | 17-I
| University of Alaska Anchorage | Conoco Phillips Integrated Sciences Building | Replace Planet/Lecture Hall Return Fan Rf-7 Vfd Pm | 13000 | 80303887.5 | 13000 | 80303887.5 | Anchorage | 17-I
| University of Alaska Anchorage | Conoco Phillips Integrated Sciences Building | Replace Planetarium Return Fan Rf-7 | 125000 | 80428887.5 | 125000 | 80428887.5 | Anchorage | 17-I
| University of Alaska Anchorage | Conoco Phillips Integrated Sciences Building | Replace Planetarium Supply Fan Sf-7 | 125000 | 80553887.5 | 125000 | 80553887.5 | Anchorage | 17-I
| University of Alaska Anchorage | Conoco Phillips Integrated Sciences Building | Replace Radio Isotope Air Filter F-225-1 | 125000 | 80678887.5 | 125000 | 80678887.5 | Anchorage | 17-I
| University of Alaska Anchorage | Conoco Phillips Integrated Sciences Building | Replace Rooftop Chiller #1 | 2000 | 80680887.5 | 2000 | 80680887.5 | Anchorage | 17-I
| University of Alaska Anchorage | Conoco Phillips Integrated Sciences Building | Replace Rooftop Chiller #2 | 2000 | 80682887.5 | 2000 | 80682887.5 | Anchorage | 17-I
| University of Alaska Anchorage | Conoco Phillips Integrated Sciences Building | Replace Saftey Hazard East Wing Lab Ahu-2 Supply Fan Sf-2 Vfd Pm | 13000 | 80695887.5 | 13000 | 80695887.5 | Anchorage | 17-I
| University of Alaska Anchorage | Conoco Phillips Integrated Sciences Building | Replace Saftey Hazard East Wing Lab Ahu-2 Supply Fan Sf-2B Vfd Pm | 13000 | 80708887.5 | 13000 | 80708887.5 | Anchorage | 17-I
| University of Alaska Anchorage | Conoco Phillips Integrated Sciences Building | Replace Saftey Hazard F-225 Radio Isotope Ex Fan Ef-10 Vfd Pm | 13000 | 80721887.5 | 13000 | 80721887.5 | Anchorage | 17-I
| University of Alaska Anchorage | Conoco Phillips Integrated Sciences Building | Replace Saftey Hazard North Lab Ahu-4 Supply Fan Sf-4 Vfd Pm | 13000 | 80734887.5 | 13000 | 80734887.5 | Anchorage | 17-I
| University of Alaska Anchorage | Conoco Phillips Integrated Sciences Building | Replace Saftey Hazard North Lab Ahu-5 Supply Fan Sf-5 Vfd Pm | 13000 | 80747887.5 | 13000 | 80747887.5 | Anchorage | 17-I
| University of Alaska Anchorage | Conoco Phillips Integrated Sciences Building | Replace Saftey Hazard North Lab Ahu-6 Supply Fan Sf-6 Vfd Pm | 13000 | 80760887.5 | 13000 | 80760887.5 | Anchorage | 17-I
| University of Alaska Anchorage | Conoco Phillips Integrated Sciences Building | Replace Saftey Hazard Radio Isotope Ex Fan Ef-10 Pm | 5000 | 80765887.5 | 5000 | 80765887.5 | Anchorage | 17-I
| University of Alaska Anchorage | Conoco Phillips Integrated Sciences Building | Replace Siemens Water Softner #1 | 750000 | 81515887.5 | 750000 | 81515887.5 | Anchorage | 17-I
| University of Alaska Anchorage | Conoco Phillips Integrated Sciences Building | Replace South Entryway Heater Cuh-1 | 6000 | 81521887.5 | 6000 | 81521887.5 | Anchorage | 17-I
| University of Alaska Anchorage | Conoco Phillips Integrated Sciences Building | Replace South Entryway Heater Cuh-2 | 6000 | 81527887.5 | 6000 | 81527887.5 | Anchorage | 17-I
| University of Alaska Anchorage | Conoco Phillips Integrated Sciences Building | Replace Specialty Equipment Lab Use (Eye Wash/ Showers) | 225000 | 81752887.5 | 225000 | 81752887.5 | Anchorage | 17-I
| University of Alaska Anchorage | Conoco Phillips Integrated Sciences Building | Replace Squire Cogswell Lab Vacum Compressor Vp-1 | 16000 | 81768887.5 | 16000 | 81768887.5 | Anchorage | 17-I
| University of Alaska Anchorage | Conoco Phillips Integrated Sciences Building | Replace Third Floor Acid Hood Exhaust Systen Fan Ef-22 | 5000 | 81773887.5 | 5000 | 81773887.5 | Anchorage | 17-I
| University of Alaska Anchorage | Conoco Phillips Integrated Sciences Building | Replace Toilet Exhaust Fan Ef-14 | 5000 | 81778887.5 | 5000 | 81778887.5 | Anchorage | 17-I
| University of Alaska Anchorage | Conoco Phillips Integrated Sciences Building | Replace Trace Metals Lab Supply Air Filter F-321B-1 | 125000 | 81903887.5 | 125000 | 81903887.5 | Anchorage | 17-I
| University of Alaska Anchorage | Conoco Phillips Integrated Sciences Building | Replace Trace Metals Lab Supply Air Filter F-321B-2 | 125000 | 82028887.5 | 125000 | 82028887.5 | Anchorage | 17-I
| University of Alaska Anchorage | Conoco Phillips Integrated Sciences Building | Replace Uplighting around Planetarium on the First Floor | 10000 | 82038887.5 | 10000 | 82038887.5 | Anchorage | 17-I
| University of Alaska Anchorage | Conoco Phillips Integrated Sciences Building | Replace Ventilation Fume Hoods - Lab | 1289000 | 83327887.5 | 1289000 | 83327887.5 | Anchorage | 17-I
| University of Alaska Anchorage | Conoco Phillips Integrated Sciences Building | Replace Vivarium Duct Mounted Filters | 125000 | 83452887.5 | 125000 | 83452887.5 | Anchorage | 17-I
| University of Alaska Anchorage | Conoco Phillips Integrated Sciences Building | Replace Vivarium Low Wall Exh Grille Filters | 125000 | 83577887.5 | 125000 | 83577887.5 | Anchorage | 17-I
| University of Alaska Anchorage | Conoco Phillips Integrated Sciences Building | Replace Vivarium Specailty Lab Exhaust Fan Ef-7 | 5000 | 83582887.5 | 5000 | 83582887.5 | Anchorage | 17-I
| University of Alaska Anchorage | Conoco Phillips Integrated Sciences Building | Replace Vivarium Specialty Lab Exhaust Fan Ef-5 | 5000 | 83587887.5 | 5000 | 83587887.5 | Anchorage | 17-I
| University of Alaska Anchorage | Conoco Phillips Integrated Sciences Building | Replace Vivarium Specialty Lab Exhaust Fan Ef-6 | 5000 | 83592887.5 | 5000 | 83592887.5 | Anchorage | 17-I
| University of Alaska Anchorage | Conoco Phillips Integrated Sciences Building | Replace Waste Piping Drainage Piping & Drains | 2036000 | 85628887.5 | 2036000 | 85628887.5 | Anchorage | 17-I
| University of Alaska Anchorage | Conoco Phillips Integrated Sciences Building | Replace West Atrium Smoke Exhaust Fan Ef-17 Vfd Pm | 13000 | 85641887.5 | 13000 | 85641887.5 | Anchorage | 17-I
| University of Alaska Anchorage | Conoco Phillips Integrated Sciences Building | Replace West Penthouse Unit Heater Uh-6 | 6000 | 85647887.5 | 6000 | 85647887.5 | Anchorage | 17-I
| University of Alaska Anchorage | Conoco Phillips Integrated Sciences Building | Replace West Wing Ahu-1 Return Fan Rf-1 Vfd Pm | 13000 | 85660887.5 | 13000 | 85660887.5 | Anchorage | 17-I
| University of Alaska Anchorage | Conoco Phillips Integrated Sciences Building | Replace West Wing Ahu-1 Supply Fan Sf-1 Vfd Pm | 13000 | 85673887.5 | 13000 | 85673887.5 | Anchorage | 17-I
| University of Alaska Anchorage | Conoco Phillips Integrated Sciences Building | Replace York Chiller Glycol Pump P-13 Vfd Pm | 13000 | 85686887.5 | 13000 | 85686887.5 | Anchorage | 17-I
| University of Alaska Anchorage | Conoco Phillips Integrated Sciences Building | Replace York Chiller Glycol Pump P-14 Vfd Pm | 13000 | 85699887.5 | 13000 | 85699887.5 | Anchorage | 17-I
| University of Alaska Anchorage | Consortium Library | 22ea. 9348 Switches- split even for each building | 176000 | 85875887.5 | 176000 | 85875887.5 | Anchorage | 17-I
| University of Alaska Anchorage | Consortium Library | 6 ea. UPS's- Split even for each building | 21000 | 85896887.5 | 21000 | 85896887.5 | Anchorage | 17-I
| University of Alaska Anchorage | Consortium Library | Clean Ductwork in Newer Section | 102000 | 85998887.5 | 102000 | 85998887.5 | Anchorage | 17-I
| University of Alaska Anchorage | Consortium Library | Clean Ductwork in Older Section | 71000 | 86069887.5 | 71000 | 86069887.5 | Anchorage | 17-I
| University of Alaska Anchorage | Consortium Library | Install Dehumidier for Archive Storage | 2000 | 86071887.5 | 2000 | 86071887.5 | Anchorage | 17-I
| University of Alaska Anchorage | Consortium Library | Install Occupancy Sensors for Lighting | 86000 | 86157887.5 | 86000 | 86157887.5 | Anchorage | 17-I
| University of Alaska Anchorage | Consortium Library | Install/Upgrade Security System | 426000 | 86583887.5 | 426000 | 86583887.5 | Anchorage | 17-I
| University of Alaska Anchorage | Consortium Library | Reaplce Doors on Old Section | 655000 | 87238887.5 | 655000 | 87238887.5 | Anchorage | 17-I
| University of Alaska Anchorage | Consortium Library | Recaulking Building Exteriors - New | 58000 | 87296887.5 | 58000 | 87296887.5 | Anchorage | 17-I
| University of Alaska Anchorage | Consortium Library | Recaulking Building Exteriors - Old | 34000 | 87330887.5 | 34000 | 87330887.5 | Anchorage | 17-I
| University of Alaska Anchorage | Consortium Library | Repaint Old Section | 497000 | 87827887.5 | 497000 | 87827887.5 | Anchorage | 17-I
| University of Alaska Anchorage | Consortium Library | Replace B Core Glycol Makeup Pump 4 | 5000 | 87832887.5 | 5000 | 87832887.5 | Anchorage | 17-I
| University of Alaska Anchorage | Consortium Library | Replace A Core Ahu Coil Pump 2 | 5000 | 87837887.5 | 5000 | 87837887.5 | Anchorage | 17-I
| University of Alaska Anchorage | Consortium Library | Replace A Core Entry Way Heater 1 | 6000 | 87843887.5 | 6000 | 87843887.5 | Anchorage | 17-I
| University of Alaska Anchorage | Consortium Library | Replace A Core Sump Pump 1 | 5000 | 87848887.5 | 5000 | 87848887.5 | Anchorage | 17-I
| University of Alaska Anchorage | Consortium Library | Replace A Core Toilet Exhaust Fan | 5000 | 87853887.5 | 5000 | 87853887.5 | Anchorage | 17-I
| University of Alaska Anchorage | Consortium Library | Replace A-Core Supply Fan | 125000 | 87978887.5 | 125000 | 87978887.5 | Anchorage | 17-I
| University of Alaska Anchorage | Consortium Library | Replace A-Core Supply Fan A/C -1 | 78000 | 88056887.5 | 78000 | 88056887.5 | Anchorage | 17-I
| University of Alaska Anchorage | Consortium Library | Replace A-Core Supply Fan A/C -2 | 78000 | 88134887.5 | 78000 | 88134887.5 | Anchorage | 17-I
| University of Alaska Anchorage | Consortium Library | Replace Ahu Coil Pump 5 | 5000 | 88139887.5 | 5000 | 88139887.5 | Anchorage | 17-I
| University of Alaska Anchorage | Consortium Library | Replace Aquifer Cooling Well | 8000 | 88147887.5 | 8000 | 88147887.5 | Anchorage | 17-I
| University of Alaska Anchorage | Consortium Library | Replace Archive Area Relief Fan Rf-2 | 125000 | 88272887.5 | 125000 | 88272887.5 | Anchorage | 17-I
| University of Alaska Anchorage | Consortium Library | Replace B Core Elevator Pit Sump Pump 2 | 5000 | 88277887.5 | 5000 | 88277887.5 | Anchorage | 17-I
| University of Alaska Anchorage | Consortium Library | Replace B Core Entry Way Heater 2 | 6000 | 88283887.5 | 6000 | 88283887.5 | Anchorage | 17-I
| University of Alaska Anchorage | Consortium Library | Replace B Core Flr 1&2 Radiation Pump | 5000 | 88288887.5 | 5000 | 88288887.5 | Anchorage | 17-I
| University of Alaska Anchorage | Consortium Library | Replace B Core Heat Exchanger | 204000 | 88492887.5 | 204000 | 88492887.5 | Anchorage | 17-I
| University of Alaska Anchorage | Consortium Library | Replace B Core Toilet Exhaust Fan | 5000 | 88497887.5 | 5000 | 88497887.5 | Anchorage | 17-I
| University of Alaska Anchorage | Consortium Library | Replace Bathroom Renovations Large Bath - 6+ units no Shower | 1313000 | 89810887.5 | 1313000 | 89810887.5 | Anchorage | 17-I
| University of Alaska Anchorage | Consortium Library | Replace Bathroom Renovations Med Bath - 4 to 5 units no Shower | 469000 | 90279887.5 | 469000 | 90279887.5 | Anchorage | 17-I
| University of Alaska Anchorage | Consortium Library | Replace Bathroom Renovations Small Bath - 1 to 3 units no Shower | 66000 | 90345887.5 | 66000 | 90345887.5 | Anchorage | 17-I
| University of Alaska Anchorage | Consortium Library | Replace B-Core Supply Fan | 125000 | 90470887.5 | 125000 | 90470887.5 | Anchorage | 17-I
| University of Alaska Anchorage | Consortium Library | Replace B-Core Supply Fan A/C -1 | 78000 | 90548887.5 | 78000 | 90548887.5 | Anchorage | 17-I
| University of Alaska Anchorage | Consortium Library | Replace B-Core Supply Fan A/C -2 | 78000 | 90626887.5 | 78000 | 90626887.5 | Anchorage | 17-I
| University of Alaska Anchorage | Consortium Library | Replace Billable Archive Vault Dehumidifer Dh1 | 125000 | 90751887.5 | 125000 | 90751887.5 | Anchorage | 17-I
| University of Alaska Anchorage | Consortium Library | Replace Billable Archive Vault Dehumidifier Dh-2 | 125000 | 90876887.5 | 125000 | 90876887.5 | Anchorage | 17-I
| University of Alaska Anchorage | Consortium Library | Replace Billable Archives Rooftop Fume Hood | 39000 | 90915887.5 | 39000 | 90915887.5 | Anchorage | 17-I
| University of Alaska Anchorage | Consortium Library | Replace Boiler 3 Alaska #95-1281 | 1362000 | 92277887.5 | 1362000 | 92277887.5 | Anchorage | 17-I
| University of Alaska Anchorage | Consortium Library | Replace Boiler 4 Alaska #95-1282 | 1362000 | 93639887.5 | 1362000 | 93639887.5 | Anchorage | 17-I
| University of Alaska Anchorage | Consortium Library | Replace Boiler 5 Alaska #95-1283 | 1362000 | 95001887.5 | 1362000 | 95001887.5 | Anchorage | 17-I
| University of Alaska Anchorage | Consortium Library | Replace Boiler 6 Alaska #95-1284 | 1362000 | 96363887.5 | 1362000 | 96363887.5 | Anchorage | 17-I
| University of Alaska Anchorage | Consortium Library | Replace Building Distribution Building Wiring | 851000 | 97214887.5 | 851000 | 97214887.5 | Anchorage | 17-I
| University of Alaska Anchorage | Consortium Library | Replace Building Distribution Circuit Breaker Panels | 128000 | 97342887.5 | 128000 | 97342887.5 | Anchorage | 17-I
| University of Alaska Anchorage | Consortium Library | Replace Building Distribution Emergency Circuit Wiring OldSide | 213000 | 97555887.5 | 213000 | 97555887.5 | Anchorage | 17-I
| University of Alaska Anchorage | Consortium Library | Replace Building Distribution Secondary Transformer | 426000 | 97981887.5 | 426000 | 97981887.5 | Anchorage | 17-I
| University of Alaska Anchorage | Consortium Library | Replace C Core Ahu Coil Pump 8 | 5000 | 97986887.5 | 5000 | 97986887.5 | Anchorage | 17-I
| University of Alaska Anchorage | Consortium Library | Replace C Core Entry Way Heater3 | 6000 | 97992887.5 | 6000 | 97992887.5 | Anchorage | 17-I
| University of Alaska Anchorage | Consortium Library | Replace C Core Fl 1&2 Radiation Pump 12 | 5000 | 97997887.5 | 5000 | 97997887.5 | Anchorage | 17-I
| University of Alaska Anchorage | Consortium Library | Replace C Core Glycol Makeup Pump 7 | 5000 | 98002887.5 | 5000 | 98002887.5 | Anchorage | 17-I
| University of Alaska Anchorage | Consortium Library | Replace C Core Heat Exchanger | 204000 | 98206887.5 | 204000 | 98206887.5 | Anchorage | 17-I
| University of Alaska Anchorage | Consortium Library | Replace C Core Sump Pump 3 | 5000 | 98211887.5 | 5000 | 98211887.5 | Anchorage | 17-I
| University of Alaska Anchorage | Consortium Library | Replace C Core Toilet Exhaust Fan | 5000 | 98216887.5 | 5000 | 98216887.5 | Anchorage | 17-I
| University of Alaska Anchorage | Consortium Library | Replace Cab Elevator Passenger 3000 Lbs | 150000 | 98366887.5 | 150000 | 98366887.5 | Anchorage | 17-I
| University of Alaska Anchorage | Consortium Library | Replace C-Core Supply Fan | 125000 | 98491887.5 | 125000 | 98491887.5 | Anchorage | 17-I
| University of Alaska Anchorage | Consortium Library | Replace C-Core Supply Fan A/C -1 | 78000 | 98569887.5 | 78000 | 98569887.5 | Anchorage | 17-I
| University of Alaska Anchorage | Consortium Library | Replace C-Core Supply Fan A/C -2 | 78000 | 98647887.5 | 78000 | 98647887.5 | Anchorage | 17-I
| University of Alaska Anchorage | Consortium Library | Replace Core A Carbon Monoxide Sensor | 200000 | 98847887.5 | 200000 | 98847887.5 | Anchorage | 17-I
| University of Alaska Anchorage | Consortium Library | Replace Core A Return Fan | 125000 | 98972887.5 | 125000 | 98972887.5 | Anchorage | 17-I
| University of Alaska Anchorage | Consortium Library | Replace Core A Return Fan Vsd Unit | 13000 | 98985887.5 | 13000 | 98985887.5 | Anchorage | 17-I
| University of Alaska Anchorage | Consortium Library | Replace Core A Supply Fan Vsd Unit | 13000 | 98998887.5 | 13000 | 98998887.5 | Anchorage | 17-I
| University of Alaska Anchorage | Consortium Library | Replace Core B Carbon Monoxide Sensor | 200000 | 99198887.5 | 200000 | 99198887.5 | Anchorage | 17-I
| University of Alaska Anchorage | Consortium Library | Replace Core B Return Fan | 125000 | 99323887.5 | 125000 | 99323887.5 | Anchorage | 17-I
| University of Alaska Anchorage | Consortium Library | Replace Core B Return Fan Vsd Unit | 13000 | 99336887.5 | 13000 | 99336887.5 | Anchorage | 17-I
| University of Alaska Anchorage | Consortium Library | Replace Core B Supply Fan Vsd Unit | 13000 | 99349887.5 | 13000 | 99349887.5 | Anchorage | 17-I
| University of Alaska Anchorage | Consortium Library | Replace Core C Carbon Monoxide Sensor | 200000 | 99549887.5 | 200000 | 99549887.5 | Anchorage | 17-I
| University of Alaska Anchorage | Consortium Library | Replace Core C Return Fan | 125000 | 99674887.5 | 125000 | 99674887.5 | Anchorage | 17-I
| University of Alaska Anchorage | Consortium Library | Replace Core C Return Fan Vsd Unit | 13000 | 99687887.5 | 13000 | 99687887.5 | Anchorage | 17-I
| University of Alaska Anchorage | Consortium Library | Replace Core C Supply Fan Vsd Unit | 13000 | 99700887.5 | 13000 | 99700887.5 | Anchorage | 17-I
| University of Alaska Anchorage | Consortium Library | Replace Core D Carbon Monoxide Sensor | 200000 | 99900887.5 | 200000 | 99900887.5 | Anchorage | 17-I
| University of Alaska Anchorage | Consortium Library | Replace Core D Return Fan | 125000 | 100025887.5 | 125000 | 100025887.5 | Anchorage | 17-I
| University of Alaska Anchorage | Consortium Library | Replace Core D Return Fan Vsd Unit | 13000 | 100038887.5 | 13000 | 100038887.5 | Anchorage | 17-I
| University of Alaska Anchorage | Consortium Library | Replace Core D Supply Fan Vsd Unit | 13000 | 100051887.5 | 13000 | 100051887.5 | Anchorage | 17-I
| University of Alaska Anchorage | Consortium Library | Replace D Core Ahu Coil Pump 11 | 5000 | 100056887.5 | 5000 | 100056887.5 | Anchorage | 17-I
| University of Alaska Anchorage | Consortium Library | Replace D Core Fl 1&2 Radiation Pump 6 | 5000 | 100061887.5 | 5000 | 100061887.5 | Anchorage | 17-I
| University of Alaska Anchorage | Consortium Library | Replace D Core Sump Pump 4 | 5000 | 100066887.5 | 5000 | 100066887.5 | Anchorage | 17-I
| University of Alaska Anchorage | Consortium Library | Replace D Core Toilet Exhuast Fan | 5000 | 100071887.5 | 5000 | 100071887.5 | Anchorage | 17-I
| University of Alaska Anchorage | Consortium Library | Replace D-Core Supply Fan | 125000 | 100196887.5 | 125000 | 100196887.5 | Anchorage | 17-I
| University of Alaska Anchorage | Consortium Library | Replace D-Core Supply Fan A/C -1 | 78000 | 100274887.5 | 78000 | 100274887.5 | Anchorage | 17-I
| University of Alaska Anchorage | Consortium Library | Replace D-Core Supply Fan A/C -2 | 78000 | 100352887.5 | 78000 | 100352887.5 | Anchorage | 17-I
| University of Alaska Anchorage | Consortium Library | Replace Ductwork in Older Section | 1312000 | 101664887.5 | 1312000 | 101664887.5 | Anchorage | 17-I
| University of Alaska Anchorage | Consortium Library | Replace Fan Dx Unit For 3Rd Floor Server Room | 39000 | 101703887.5 | 39000 | 101703887.5 | Anchorage | 17-I
| University of Alaska Anchorage | Consortium Library | Replace Fan Dx Unit For Comm Room (small) | 234000 | 101937887.5 | 234000 | 101937887.5 | Anchorage | 17-I
| University of Alaska Anchorage | Consortium Library | Replace Fire Protection/ Egress Exit Signage - Old | 177000 | 102114887.5 | 177000 | 102114887.5 | Anchorage | 17-I
| University of Alaska Anchorage | Consortium Library | Replace Fixtures & Fittings Faucets & Sinks - New | 4000 | 102118887.5 | 4000 | 102118887.5 | Anchorage | 17-I
| University of Alaska Anchorage | Consortium Library | Replace Fixtures & Fittings Faucets & Sinks - Old | 4000 | 102122887.5 | 4000 | 102122887.5 | Anchorage | 17-I
| University of Alaska Anchorage | Consortium Library | Replace Fixtures/Lighting Indoor Lighting | 2217000 | 104339887.5 | 2217000 | 104339887.5 | Anchorage | 17-I
| University of Alaska Anchorage | Consortium Library | Replace Fixtures/Lighting Outlets and Switches | 301000 | 104640887.5 | 301000 | 104640887.5 | Anchorage | 17-I
| University of Alaska Anchorage | Consortium Library | Replace Floors Carpet | 2993000 | 107633887.5 | 2993000 | 107633887.5 | Anchorage | 17-I
| University of Alaska Anchorage | Consortium Library | Replace Glycol Piping | 1000000 | 108633887.5 | 1000000 | 108633887.5 | Anchorage | 17-I
| University of Alaska Anchorage | Consortium Library | Replace Greenheck Sce3-42-604-C20-X Releif Fan Rf-1A | 125000 | 108758887.5 | 125000 | 108758887.5 | Anchorage | 17-I
| University of Alaska Anchorage | Consortium Library | Replace Greenheck Sce3-42-609-C20-X | 125000 | 108883887.5 | 125000 | 108883887.5 | Anchorage | 17-I
| University of Alaska Anchorage | Consortium Library | Replace Greenheck Sce3-42-609-C20-X Releif Fan Rf-1B | 125000 | 109008887.5 | 125000 | 109008887.5 | Anchorage | 17-I
| University of Alaska Anchorage | Consortium Library | Replace Greenheck Sce3-42-609-C20-X Releif Fan Rf-1D | 125000 | 109133887.5 | 125000 | 109133887.5 | Anchorage | 17-I
| University of Alaska Anchorage | Consortium Library | Replace Greenheck Sce3-42-609-C20-X Releif Fan Rf-1E | 125000 | 109258887.5 | 125000 | 109258887.5 | Anchorage | 17-I
| University of Alaska Anchorage | Consortium Library | Replace Greenheck Sce3-42-609-C20-X Relief Fan Rf-1F | 125000 | 109383887.5 | 125000 | 109383887.5 | Anchorage | 17-I
| University of Alaska Anchorage | Consortium Library | Replace Gutters & Leaders Leaders- Interior Qty 20 | 4000 | 109387887.5 | 4000 | 109387887.5 | Anchorage | 17-I
| University of Alaska Anchorage | Consortium Library | Replace HVAC Controls | 90000 | 109477887.5 | 90000 | 109477887.5 | Anchorage | 17-I
| University of Alaska Anchorage | Consortium Library | Replace Large Section of Skylights | 238000 | 109715887.5 | 238000 | 109715887.5 | Anchorage | 17-I
| University of Alaska Anchorage | Consortium Library | Replace Leftside Elevator Passenger 2100 Lbs | 500000 | 110215887.5 | 500000 | 110215887.5 | Anchorage | 17-I
| University of Alaska Anchorage | Consortium Library | Replace Lib Annual Roof Pm (1/2 Epdm Ballasted, 1/2 Bur) | 1452000 | 111667887.5 | 1452000 | 111667887.5 | Anchorage | 17-I
| University of Alaska Anchorage | Consortium Library | Replace New Addition Gas Water Heater | 12000 | 111679887.5 | 12000 | 111679887.5 | Anchorage | 17-I
| University of Alaska Anchorage | Consortium Library | Replace New Section | 2045000 | 113724887.5 | 2045000 | 113724887.5 | Anchorage | 17-I
| University of Alaska Anchorage | Consortium Library | Replace Newer Section | 2863000 | 116587887.5 | 2863000 | 116587887.5 | Anchorage | 17-I
| University of Alaska Anchorage | Consortium Library | Replace Old Section | 1419000 | 118006887.5 | 1419000 | 118006887.5 | Anchorage | 17-I
| University of Alaska Anchorage | Consortium Library | Replace Old Section | 1986000 | 119992887.5 | 1986000 | 119992887.5 | Anchorage | 17-I
| University of Alaska Anchorage | Consortium Library | Replace Openings Exterior Doors | 266000 | 120258887.5 | 266000 | 120258887.5 | Anchorage | 17-I
| University of Alaska Anchorage | Consortium Library | Replace Openings Windows - Large | 656000 | 120914887.5 | 656000 | 120914887.5 | Anchorage | 17-I
| University of Alaska Anchorage | Consortium Library | Replace Overhead Door Manual | 51000 | 120965887.5 | 51000 | 120965887.5 | Anchorage | 17-I
| University of Alaska Anchorage | Consortium Library | Replace Piping | 4965000 | 125930887.5 | 4965000 | 125930887.5 | Anchorage | 17-I
| University of Alaska Anchorage | Consortium Library | Replace Rightside Elevator Passenger 3500 Lbs | 500000 | 126430887.5 | 500000 | 126430887.5 | Anchorage | 17-I
| University of Alaska Anchorage | Consortium Library | Replace Rooftop Unit C- 2 | 2000 | 126432887.5 | 2000 | 126432887.5 | Anchorage | 17-I
| University of Alaska Anchorage | Consortium Library | Replace Rooftop Unit C- 3 | 2000 | 126434887.5 | 2000 | 126434887.5 | Anchorage | 17-I
| University of Alaska Anchorage | Consortium Library | Replace Rooftop Unit C-1 | 2000 | 126436887.5 | 2000 | 126436887.5 | Anchorage | 17-I
| University of Alaska Anchorage | Consortium Library | Replace Secondary Service Motor Control Center | 125000 | 126561887.5 | 125000 | 126561887.5 | Anchorage | 17-I
| University of Alaska Anchorage | Consortium Library | Replace Siding on Old Section | 53000 | 126614887.5 | 53000 | 126614887.5 | Anchorage | 17-I
| University of Alaska Anchorage | Consortium Library | Replace Structural Exterior Stairs - Old | 1000 | 126615887.5 | 1000 | 126615887.5 | Anchorage | 17-I
| University of Alaska Anchorage | Consortium Library | Replace Walls Painting | 1552000 | 128167887.5 | 1552000 | 128167887.5 | Anchorage | 17-I
| University of Alaska Anchorage | Consortium Library | Upgrade to full electronic DDC - Hybrid system currently in place | 90000 | 128257887.5 | 90000 | 128257887.5 | Anchorage | 17-I
| University of Alaska Anchorage | Cuddy, Lucy Hall | 1 ea. 9348 Switch | 8000 | 128265887.5 | 8000 | 128265887.5 | Anchorage | 17-I
| University of Alaska Anchorage | Cuddy, Lucy Hall | Install DX Cooling for entire building | 3000 | 128268887.5 | 3000 | 128268887.5 | Anchorage | 17-I
| University of Alaska Anchorage | Cuddy, Lucy Hall | Recable some cables as needed. | 30000 | 128298887.5 | 30000 | 128298887.5 | Anchorage | 17-I
| University of Alaska Anchorage | Cuddy, Lucy Hall | Refinish Floors Concrete | 13000 | 128311887.5 | 13000 | 128311887.5 | Anchorage | 17-I
| University of Alaska Anchorage | Cuddy, Lucy Hall | Replace Ada Accessible Door | 2500 | 128314387.5 | 2500 | 128314387.5 | Anchorage | 17-I
| University of Alaska Anchorage | Cuddy, Lucy Hall | Replace Bakery Cooler 03 | 10000 | 128324387.5 | 10000 | 128324387.5 | Anchorage | 17-I
| University of Alaska Anchorage | Cuddy, Lucy Hall | Replace Bakery Freezer 02 | 10000 | 128334387.5 | 10000 | 128334387.5 | Anchorage | 17-I
| University of Alaska Anchorage | Cuddy, Lucy Hall | Replace Bathroom Renovations Large Bath - 6+ units no Shower | 438000 | 128772387.5 | 438000 | 128772387.5 | Anchorage | 17-I
| University of Alaska Anchorage | Cuddy, Lucy Hall | Replace Bathroom Renovations Small Bath - 1 to 3 units no Shower | 44000 | 128816387.5 | 44000 | 128816387.5 | Anchorage | 17-I
| University of Alaska Anchorage | Cuddy, Lucy Hall | Replace Baxter Proof Box 1 | 10000 | 128826387.5 | 10000 | 128826387.5 | Anchorage | 17-I
| University of Alaska Anchorage | Cuddy, Lucy Hall | Replace Baxter Proof Box 2 | 10000 | 128836387.5 | 10000 | 128836387.5 | Anchorage | 17-I
| University of Alaska Anchorage | Cuddy, Lucy Hall | Replace Boiler 1 | 419000 | 129255387.5 | 419000 | 129255387.5 | Anchorage | 17-I
| University of Alaska Anchorage | Cuddy, Lucy Hall | Replace Boiler 2 | 419000 | 129674387.5 | 419000 | 129674387.5 | Anchorage | 17-I
| University of Alaska Anchorage | Cuddy, Lucy Hall | Replace Building Distribution Building Wiring | 524000 | 130198387.5 | 524000 | 130198387.5 | Anchorage | 17-I
| University of Alaska Anchorage | Cuddy, Lucy Hall | Replace Building Distribution Circuit Breaker Panels | 79000 | 130277387.5 | 79000 | 130277387.5 | Anchorage | 17-I
| University of Alaska Anchorage | Cuddy, Lucy Hall | Replace Condensate Mkp Pump 3 | 8000 | 130285387.5 | 8000 | 130285387.5 | Anchorage | 17-I
| University of Alaska Anchorage | Cuddy, Lucy Hall | Replace Condensate Mkp Pump 4 | 8000 | 130293387.5 | 8000 | 130293387.5 | Anchorage | 17-I
| University of Alaska Anchorage | Cuddy, Lucy Hall | Replace Control Air Compressor | 16000 | 130309387.5 | 16000 | 130309387.5 | Anchorage | 17-I
| University of Alaska Anchorage | Cuddy, Lucy Hall | Replace Cooler 1 | 10000 | 130319387.5 | 10000 | 130319387.5 | Anchorage | 17-I
| University of Alaska Anchorage | Cuddy, Lucy Hall | Replace Dairy Cooler 2 | 10000 | 130329387.5 | 10000 | 130329387.5 | Anchorage | 17-I
| University of Alaska Anchorage | Cuddy, Lucy Hall | Replace Dhw Pump 6 | 8000 | 130337387.5 | 8000 | 130337387.5 | Anchorage | 17-I
| University of Alaska Anchorage | Cuddy, Lucy Hall | Replace Dock N Entry Way Heater | 6000 | 130343387.5 | 6000 | 130343387.5 | Anchorage | 17-I
| University of Alaska Anchorage | Cuddy, Lucy Hall | Replace Doors Not Facing Quad | 175000 | 130518387.5 | 175000 | 130518387.5 | Anchorage | 17-I
| University of Alaska Anchorage | Cuddy, Lucy Hall | Replace Ef-1 West Restroom Rooftop Exhaust Fan | 5000 | 130523387.5 | 5000 | 130523387.5 | Anchorage | 17-I
| University of Alaska Anchorage | Cuddy, Lucy Hall | Replace Ef-10 Pizza Oven Hood Rooftop Exhaust Fan | 5000 | 130528387.5 | 5000 | 130528387.5 | Anchorage | 17-I
| University of Alaska Anchorage | Cuddy, Lucy Hall | Replace Ef-2 Dishroom Penthouse Exhaust Fan | 5000 | 130533387.5 | 5000 | 130533387.5 | Anchorage | 17-I
| University of Alaska Anchorage | Cuddy, Lucy Hall | Replace Ef-3 Culinary Arts Cooking Hood Rooftop Exhaust Fan | 5000 | 130538387.5 | 5000 | 130538387.5 | Anchorage | 17-I
| University of Alaska Anchorage | Cuddy, Lucy Hall | Replace Ef-4 Scramble Area Grill Hood Rooftop Exhaust Fan | 5000 | 130543387.5 | 5000 | 130543387.5 | Anchorage | 17-I
| University of Alaska Anchorage | Cuddy, Lucy Hall | Replace Ef-5 North Restroom Rooftop Exhaust Fan | 5000 | 130548387.5 | 5000 | 130548387.5 | Anchorage | 17-I
| University of Alaska Anchorage | Cuddy, Lucy Hall | Replace Ef-6 Small Bakery Oven Rooftop Exhaust Fan | 5000 | 130553387.5 | 5000 | 130553387.5 | Anchorage | 17-I
| University of Alaska Anchorage | Cuddy, Lucy Hall | Replace Ef-7 Large Bakery Oven Rooftop Exhaust Fan | 5000 | 130558387.5 | 5000 | 130558387.5 | Anchorage | 17-I
| University of Alaska Anchorage | Cuddy, Lucy Hall | Replace Ef-8 Culinary Arts Potwash Rooftop Exhaust Fan | 5000 | 130563387.5 | 5000 | 130563387.5 | Anchorage | 17-I
| University of Alaska Anchorage | Cuddy, Lucy Hall | Replace Ef-9 West Offices Rooftop Exhaust Fan | 5000 | 130568387.5 | 5000 | 130568387.5 | Anchorage | 17-I
| University of Alaska Anchorage | Cuddy, Lucy Hall | Replace Est3 Fire Alarm System | 133000 | 130701387.5 | 133000 | 130701387.5 | Anchorage | 17-I
| University of Alaska Anchorage | Cuddy, Lucy Hall | Replace Ext. Painting Panels | 305000 | 131006387.5 | 305000 | 131006387.5 | Anchorage | 17-I
| University of Alaska Anchorage | Cuddy, Lucy Hall | Replace Fan Dx Unit For Comm Room | 39000 | 131045387.5 | 39000 | 131045387.5 | Anchorage | 17-I
| University of Alaska Anchorage | Cuddy, Lucy Hall | Replace Fire Alarm Nac Circuit Power Supply | 266000 | 131311387.5 | 266000 | 131311387.5 | Anchorage | 17-I
| University of Alaska Anchorage | Cuddy, Lucy Hall | Replace Fire Protection/ Egress Exit Signage | 55000 | 131366387.5 | 55000 | 131366387.5 | Anchorage | 17-I
| University of Alaska Anchorage | Cuddy, Lucy Hall | Replace Fixtures & Fittings Faucets & Sinks | 48000 | 131414387.5 | 48000 | 131414387.5 | Anchorage | 17-I
| University of Alaska Anchorage | Cuddy, Lucy Hall | Replace Fixtures/Lighting Indoor Lighting | 2000 | 131416387.5 | 2000 | 131416387.5 | Anchorage | 17-I
| University of Alaska Anchorage | Cuddy, Lucy Hall | Replace Floors Carpet | 335000 | 131751387.5 | 335000 | 131751387.5 | Anchorage | 17-I
| University of Alaska Anchorage | Cuddy, Lucy Hall | Replace Floors Tile | 34000 | 131785387.5 | 34000 | 131785387.5 | Anchorage | 17-I
| University of Alaska Anchorage | Cuddy, Lucy Hall | Replace Glycol System Makeup Pump 8 | 8000 | 131793387.5 | 8000 | 131793387.5 | Anchorage | 17-I
| University of Alaska Anchorage | Cuddy, Lucy Hall | Replace Glycol System Pump 1 | 8000 | 131801387.5 | 8000 | 131801387.5 | Anchorage | 17-I
| University of Alaska Anchorage | Cuddy, Lucy Hall | Replace Glycol System Pump 2 | 8000 | 131809387.5 | 8000 | 131809387.5 | Anchorage | 17-I
| University of Alaska Anchorage | Cuddy, Lucy Hall | Replace Glycol System Pump 5 | 8000 | 131817387.5 | 8000 | 131817387.5 | Anchorage | 17-I
| University of Alaska Anchorage | Cuddy, Lucy Hall | Replace Heat Exchanger | 63000 | 131880387.5 | 63000 | 131880387.5 | Anchorage | 17-I
| University of Alaska Anchorage | Cuddy, Lucy Hall | Replace Hood Fire Suppression System 1 | 524000 | 132404387.5 | 524000 | 132404387.5 | Anchorage | 17-I
| University of Alaska Anchorage | Cuddy, Lucy Hall | Replace Hood Fire Suppression System 2 | 524000 | 132928387.5 | 524000 | 132928387.5 | Anchorage | 17-I
| University of Alaska Anchorage | Cuddy, Lucy Hall | Replace Hood Fire Suppression System 3 | 524000 | 133452387.5 | 524000 | 133452387.5 | Anchorage | 17-I
| University of Alaska Anchorage | Cuddy, Lucy Hall | Replace Mixing Fan Ra Plenum | 125000 | 133577387.5 | 125000 | 133577387.5 | Anchorage | 17-I
| University of Alaska Anchorage | Cuddy, Lucy Hall | Replace Openings Exterior Doors | 138000 | 133715387.5 | 138000 | 133715387.5 | Anchorage | 17-I
| University of Alaska Anchorage | Cuddy, Lucy Hall | Replace Piping | 524000 | 134239387.5 | 524000 | 134239387.5 | Anchorage | 17-I
| University of Alaska Anchorage | Cuddy, Lucy Hall | Replace Rtu-01 Trane Rooftop Unit | 125000 | 134364387.5 | 125000 | 134364387.5 | Anchorage | 17-I
| University of Alaska Anchorage | Cuddy, Lucy Hall | Replace Secondary Service Motor Control Center | 125000 | 134489387.5 | 125000 | 134489387.5 | Anchorage | 17-I
| University of Alaska Anchorage | Cuddy, Lucy Hall | Replace Structural Exterior Stairs | 1000 | 134490387.5 | 1000 | 134490387.5 | Anchorage | 17-I
| University of Alaska Anchorage | Cuddy, Lucy Hall | Replace Supply Fan 1 | 568000 | 135058387.5 | 568000 | 135058387.5 | Anchorage | 17-I
| University of Alaska Anchorage | Cuddy, Lucy Hall | Replace Supply Fan 2 | 568000 | 135626387.5 | 568000 | 135626387.5 | Anchorage | 17-I
| University of Alaska Anchorage | Cuddy, Lucy Hall | Replace Supply Piping Building Distribution | 611000 | 136237387.5 | 611000 | 136237387.5 | Anchorage | 17-I
| University of Alaska Anchorage | Cuddy, Lucy Hall | Replace Ventilation Hoods - Kitchen | 195000 | 136432387.5 | 195000 | 136432387.5 | Anchorage | 17-I
| University of Alaska Anchorage | Cuddy, Lucy Hall | Replace Volrath Walk-In Freezer 3 | 10000 | 136442387.5 | 10000 | 136442387.5 | Anchorage | 17-I
| University of Alaska Anchorage | Cuddy, Lucy Hall | Replace W Entry Way Heater | 12000 | 136454387.5 | 12000 | 136454387.5 | Anchorage | 17-I
| University of Alaska Anchorage | Cuddy, Lucy Hall | Replace Walls Painting | 195000 | 136649387.5 | 195000 | 136649387.5 | Anchorage | 17-I
| University of Alaska Anchorage | Cuddy, Lucy Hall | Replace Waste Piping Drainage Piping & Drains | 436000 | 137085387.5 | 436000 | 137085387.5 | Anchorage | 17-I
| University of Alaska Anchorage | Cuddy, Lucy Hall | Replace Windows | 88000 | 137173387.5 | 88000 | 137173387.5 | Anchorage | 17-I
| University of Alaska Anchorage | Cuddy, Lucy Hall | Should be addressed every 10 years joints between precast panels | 24000 | 137197387.5 | 24000 | 137197387.5 | Anchorage | 17-I
| University of Alaska Anchorage | Cuddy, Lucy Hall | Upgrade Fixtures/Lighting Outlets and Switches | 66000 | 137263387.5 | 66000 | 137263387.5 | Anchorage | 17-I
| University of Alaska Anchorage | Cuddy, Lucy Hall | Upgrade to full electronic DDC - Hybrid system currently in place | 27000 | 137290387.5 | 27000 | 137290387.5 | Anchorage | 17-I
| University of Alaska Anchorage | Custodial Storage Shed | Replace Ext. Painting Panels | 4000 | 137294387.5 | 4000 | 137294387.5 | Anchorage | 17-I
| University of Alaska Anchorage | Custodial Storage Shed | Replace Openings Exterior Doors | 10000 | 137304387.5 | 10000 | 137304387.5 | Anchorage | 17-I
| University of Alaska Anchorage | Custodial Storage Shed | Replace Openings Overhead/Garage Doors | 25000 | 137329387.5 | 25000 | 137329387.5 | Anchorage | 17-I
| University of Alaska Anchorage | Custodial Storage Shed | Replace Openings Windows - Small | 2000 | 137331387.5 | 2000 | 137331387.5 | Anchorage | 17-I
| University of Alaska Anchorage | Disability Support Services Annex | Interior Wall Painting | 5000 | 137336387.5 | 5000 | 137336387.5 | Anchorage | 17-I
| University of Alaska Anchorage | Disability Support Services Annex | Replace 5/8 in. drywall | 41000 | 137377387.5 | 41000 | 137377387.5 | Anchorage | 17-I
| University of Alaska Anchorage | Disability Support Services Annex | Replace air conditioner, DX | 6000 | 137383387.5 | 6000 | 137383387.5 | Anchorage | 17-I
| University of Alaska Anchorage | Disability Support Services Annex | Replace circuit breaker molded case, 480 V, 3 pole circuit breaker | 3000 | 137386387.5 | 3000 | 137386387.5 | Anchorage | 17-I
| University of Alaska Anchorage | Disability Support Services Annex | Replace fluorescent fixture, lay-in, recess mtd, 2' x 4', two 40 W | 9000 | 137395387.5 | 9000 | 137395387.5 | Anchorage | 17-I
| University of Alaska Anchorage | Disability Support Services Annex | Replace gypsum board ceiling, up to 12' high | 13000 | 137408387.5 | 13000 | 137408387.5 | Anchorage | 17-I
| University of Alaska Anchorage | Disability Support Services Annex | Replace metal stairs | 1000 | 137409387.5 | 1000 | 137409387.5 | Anchorage | 17-I
| University of Alaska Anchorage | Disability Support Services Annex | Replace safety switch | 1000 | 137410387.5 | 1000 | 137410387.5 | Anchorage | 17-I
| University of Alaska Anchorage | Disability Support Services Annex | Replace vinyl sheet flooring | 4000 | 137414387.5 | 4000 | 137414387.5 | Anchorage | 17-I
| University of Alaska Anchorage | East Hall | Recaulking Building Exteriors | 60000 | 137474387.5 | 60000 | 137474387.5 | Anchorage | 17-I
| University of Alaska Anchorage | East Hall | Replace Rear Entry Heater East 1B | 6000 | 137480387.5 | 6000 | 137480387.5 | Anchorage | 17-I
| University of Alaska Anchorage | East Hall | Replace Air Handling Dampers | 16000 | 137496387.5 | 16000 | 137496387.5 | Anchorage | 17-I
| University of Alaska Anchorage | East Hall | Replace Bathroom Renovations Small Bath | 2414000 | 139910387.5 | 2414000 | 139910387.5 | Anchorage | 17-I
| University of Alaska Anchorage | East Hall | Replace Boiler 1R Alaska #2K0911 | 500000 | 140410387.5 | 500000 | 140410387.5 | Anchorage | 17-I
| University of Alaska Anchorage | East Hall | Replace Boiler 2R Alaska #2K0910 | 500000 | 140910387.5 | 500000 | 140910387.5 | Anchorage | 17-I
| University of Alaska Anchorage | East Hall | Replace Boiler Room Makeup Air Fan | 78000 | 140988387.5 | 78000 | 140988387.5 | Anchorage | 17-I
| University of Alaska Anchorage | East Hall | Replace Cab Elevator Passenger 3000 Lbs | 150000 | 141138387.5 | 150000 | 141138387.5 | Anchorage | 17-I
| University of Alaska Anchorage | East Hall | Replace Ceilings Drop Ceiling Replacement | 161000 | 141299387.5 | 161000 | 141299387.5 | Anchorage | 17-I
| University of Alaska Anchorage | East Hall | Replace Ceilings Fixed Ceiling Replacement | 967000 | 142266387.5 | 967000 | 142266387.5 | Anchorage | 17-I
| University of Alaska Anchorage | East Hall | Replace Comm Room Ac Unit | 39000 | 142305387.5 | 39000 | 142305387.5 | Anchorage | 17-I
| University of Alaska Anchorage | East Hall | Replace Controls Elevator Passenger 3000 Lbs | 175000 | 142480387.5 | 175000 | 142480387.5 | Anchorage | 17-I
| University of Alaska Anchorage | East Hall | Replace Domestic Hot Water Circ Pump 7 | 8000 | 142488387.5 | 8000 | 142488387.5 | Anchorage | 17-I
| University of Alaska Anchorage | East Hall | Replace East Hall Annual Roof Pm (Tpo) | 316000 | 142804387.5 | 316000 | 142804387.5 | Anchorage | 17-I
| University of Alaska Anchorage | East Hall | Replace Elevator Passenger 3000 Lbs | 500000 | 143304387.5 | 500000 | 143304387.5 | Anchorage | 17-I
| University of Alaska Anchorage | East Hall | Replace Evo High Efficiency On Demand Water Heater Cascade Lead | 12000 | 143316387.5 | 12000 | 143316387.5 | Anchorage | 17-I
| University of Alaska Anchorage | East Hall | Replace Evo High Efficiency On Demand Water Heater Lag 1 | 12000 | 143328387.5 | 12000 | 143328387.5 | Anchorage | 17-I
| University of Alaska Anchorage | East Hall | Replace Evo High Efficiency On Demand Water Heater Lag 2 | 12000 | 143340387.5 | 12000 | 143340387.5 | Anchorage | 17-I
| University of Alaska Anchorage | East Hall | Replace Expansion Tank Et-1 | 23000 | 143363387.5 | 23000 | 143363387.5 | Anchorage | 17-I
| University of Alaska Anchorage | East Hall | Replace Expansion Tank Et-2 | 23000 | 143386387.5 | 23000 | 143386387.5 | Anchorage | 17-I
| University of Alaska Anchorage | East Hall | Replace Expansion Tank Et-3R | 23000 | 143409387.5 | 23000 | 143409387.5 | Anchorage | 17-I
| University of Alaska Anchorage | East Hall | Replace Fixtures & Fittings Faucets & Sinks | 4000 | 143413387.5 | 4000 | 143413387.5 | Anchorage | 17-I
| University of Alaska Anchorage | East Hall | Replace Fixtures/Lighting Indoor Lighting | 226000 | 143639387.5 | 226000 | 143639387.5 | Anchorage | 17-I
| University of Alaska Anchorage | East Hall | Replace Fixtures/Lighting Outlets and Switches | 411000 | 144050387.5 | 411000 | 144050387.5 | Anchorage | 17-I
| University of Alaska Anchorage | East Hall | Replace Floors Carpet | 870000 | 144920387.5 | 870000 | 144920387.5 | Anchorage | 17-I
| University of Alaska Anchorage | East Hall | Replace Floors Tile | 77000 | 144997387.5 | 77000 | 144997387.5 | Anchorage | 17-I
| University of Alaska Anchorage | East Hall | Replace Glycol Circ Pump 3R | 8000 | 145005387.5 | 8000 | 145005387.5 | Anchorage | 17-I
| University of Alaska Anchorage | East Hall | Replace Glycol Circ Pump 4R | 8000 | 145013387.5 | 8000 | 145013387.5 | Anchorage | 17-I
| University of Alaska Anchorage | East Hall | Replace Glycol Fill Tank | 2000 | 145015387.5 | 2000 | 145015387.5 | Anchorage | 17-I
| University of Alaska Anchorage | East Hall | Replace Glycol Heat Exchanger | 145000 | 145160387.5 | 145000 | 145160387.5 | Anchorage | 17-I
| University of Alaska Anchorage | East Hall | Replace Glycol Pump 1R | 8000 | 145168387.5 | 8000 | 145168387.5 | Anchorage | 17-I
| University of Alaska Anchorage | East Hall | Replace Glycol Pump 2R | 8000 | 145176387.5 | 8000 | 145176387.5 | Anchorage | 17-I
| University of Alaska Anchorage | East Hall | Replace Interior Doors & Doorways | 2180000 | 147356387.5 | 2180000 | 147356387.5 | Anchorage | 17-I
| University of Alaska Anchorage | East Hall | Replace Main Entry East Heater 1A | 6000 | 147362387.5 | 6000 | 147362387.5 | Anchorage | 17-I
| University of Alaska Anchorage | East Hall | Replace Openings Exterior Doors | 125000 | 147487387.5 | 125000 | 147487387.5 | Anchorage | 17-I
| University of Alaska Anchorage | East Hall | Replace Openings Windows - Large | 188000 | 147675387.5 | 188000 | 147675387.5 | Anchorage | 17-I
| University of Alaska Anchorage | East Hall | Replace Openings Windows - Small | 373000 | 148048387.5 | 373000 | 148048387.5 | Anchorage | 17-I
| University of Alaska Anchorage | East Hall | Replace Piping | 1209000 | 149257387.5 | 1209000 | 149257387.5 | Anchorage | 17-I
| University of Alaska Anchorage | East Hall | Replace Rtu 1D | 1311000 | 150568387.5 | 1311000 | 150568387.5 | Anchorage | 17-I
| University of Alaska Anchorage | East Hall | Replace Rtu 2D | 1311000 | 151879387.5 | 1311000 | 151879387.5 | Anchorage | 17-I
| University of Alaska Anchorage | East Hall | Replace Rtu Coil Pump 5D | 8000 | 151887387.5 | 8000 | 151887387.5 | Anchorage | 17-I
| University of Alaska Anchorage | East Hall | Replace Rtu Coil Pump 6R | 8000 | 151895387.5 | 8000 | 151895387.5 | Anchorage | 17-I
| University of Alaska Anchorage | East Hall | Replace Supply Piping Building Distribution | 1410000 | 153305387.5 | 1410000 | 153305387.5 | Anchorage | 17-I
| University of Alaska Anchorage | East Hall | Replace Transfer Fan Tf-1 | 125000 | 153430387.5 | 125000 | 153430387.5 | Anchorage | 17-I
| University of Alaska Anchorage | East Hall | Replace Transfer Fan Tf-2 | 125000 | 153555387.5 | 125000 | 153555387.5 | Anchorage | 17-I
| University of Alaska Anchorage | East Hall | Replace Walls Painting | 200000 | 153755387.5 | 200000 | 153755387.5 | Anchorage | 17-I
| University of Alaska Anchorage | East Hall | Replace Waste Piping Drainage Piping & Drains | 1007000 | 154762387.5 | 1007000 | 154762387.5 | Anchorage | 17-I
| University of Alaska Anchorage | East Hall | Upgrade to electronic DDC | 65000 | 154827387.5 | 65000 | 154827387.5 | Anchorage | 17-I
| University of Alaska Anchorage | East Parking Garage | 1ea. 9348 Switch | 8000 | 154835387.5 | 8000 | 154835387.5 | Anchorage | 17-I
| University of Alaska Anchorage | East Parking Garage | Reaplace Sealant around Concrete - Leaking into Stairwells | 3000 | 154838387.5 | 3000 | 154838387.5 | Anchorage | 17-I
| University of Alaska Anchorage | East Parking Garage | Replace Building Supply Fan Bc-1 | 3180000 | 158018387.5 | 3180000 | 158018387.5 | Anchorage | 17-I
| University of Alaska Anchorage | East Parking Garage | Replace DDC Controls | 157000 | 158175387.5 | 157000 | 158175387.5 | Anchorage | 17-I
| University of Alaska Anchorage | East Parking Garage | Replace Elevator Machine Room Exhaust Fan Ef-1 | 5000 | 158180387.5 | 5000 | 158180387.5 | Anchorage | 17-I
| University of Alaska Anchorage | East Parking Garage | Replace Fixtures/Lighting Indoor Lighting | 50000 | 158230387.5 | 50000 | 158230387.5 | Anchorage | 17-I
| University of Alaska Anchorage | East Parking Garage | Replace Fixtures/Lighting Outlets and Switches | 12000 | 158242387.5 | 12000 | 158242387.5 | Anchorage | 17-I
| University of Alaska Anchorage | East Parking Garage | Replace Power Supply UPS | 50000 | 158292387.5 | 50000 | 158292387.5 | Anchorage | 17-I
| University of Alaska Anchorage | Ecosystem-Biomedical Laboratory | 3 ea. 9348 Switches, 1 ea. UPS | 27500 | 158319887.5 | 27500 | 158319887.5 | Anchorage | 17-I
| University of Alaska Anchorage | Ecosystem-Biomedical Laboratory | Replace General Lab Exhaust South Ef-1B | 5000 | 158324887.5 | 5000 | 158324887.5 | Anchorage | 17-I
| University of Alaska Anchorage | Ecosystem-Biomedical Laboratory | Replace 183 Gallon Diesel Emergency Generator Belly Tank | 6000 | 158330887.5 | 6000 | 158330887.5 | Anchorage | 17-I
| University of Alaska Anchorage | Ecosystem-Biomedical Laboratory | Replace Atlas Copco Lab Air Comressor Ac-1 | 16000 | 158346887.5 | 16000 | 158346887.5 | Anchorage | 17-I
| University of Alaska Anchorage | Ecosystem-Biomedical Laboratory | Replace Autoclave Exhaust | 5000 | 158351887.5 | 5000 | 158351887.5 | Anchorage | 17-I
| University of Alaska Anchorage | Ecosystem-Biomedical Laboratory | Replace Bathroom Renovations Small Bath - 1 to 3 units no Shower | 44000 | 158395887.5 | 44000 | 158395887.5 | Anchorage | 17-I
| University of Alaska Anchorage | Ecosystem-Biomedical Laboratory | Replace Becker Vacum Compressor Vac-1 | 16000 | 158411887.5 | 16000 | 158411887.5 | Anchorage | 17-I
| University of Alaska Anchorage | Ecosystem-Biomedical Laboratory | Replace Boiler Room Cooling Fan Scf-1 | 78000 | 158489887.5 | 78000 | 158489887.5 | Anchorage | 17-I
| University of Alaska Anchorage | Ecosystem-Biomedical Laboratory | Replace Building Glycol Circ Pmp-3 Vfd | 13000 | 158502887.5 | 13000 | 158502887.5 | Anchorage | 17-I
| University of Alaska Anchorage | Ecosystem-Biomedical Laboratory | Replace Building Glycol Circ Pmp-4 | 13000 | 158515887.5 | 13000 | 158515887.5 | Anchorage | 17-I
| University of Alaska Anchorage | Ecosystem-Biomedical Laboratory | Replace Ceilings Drop Ceiling Replacement | 163000 | 158678887.5 | 163000 | 158678887.5 | Anchorage | 17-I
| University of Alaska Anchorage | Ecosystem-Biomedical Laboratory | Replace Ceilings Fixed Ceiling Replacement | 61000 | 158739887.5 | 61000 | 158739887.5 | Anchorage | 17-I
| University of Alaska Anchorage | Ecosystem-Biomedical Laboratory | Replace Central Air Handling Unit Ahu-1 | 331000 | 159070887.5 | 331000 | 159070887.5 | Anchorage | 17-I
| University of Alaska Anchorage | Ecosystem-Biomedical Laboratory | Replace Cooling Glycol Fill Tank Gt-2 | 2000 | 159072887.5 | 2000 | 159072887.5 | Anchorage | 17-I
| University of Alaska Anchorage | Ecosystem-Biomedical Laboratory | Replace DDC Controls | 17000 | 159089887.5 | 17000 | 159089887.5 | Anchorage | 17-I
| University of Alaska Anchorage | Ecosystem-Biomedical Laboratory | Replace Expansion Tank Et-1 State Id 040282Ak | 23000 | 159112887.5 | 23000 | 159112887.5 | Anchorage | 17-I
| University of Alaska Anchorage | Ecosystem-Biomedical Laboratory | Replace Expansion Tank Et-2 | 23000 | 159135887.5 | 23000 | 159135887.5 | Anchorage | 17-I
| University of Alaska Anchorage | Ecosystem-Biomedical Laboratory | Replace Expansion Tank Et-3 | 23000 | 159158887.5 | 23000 | 159158887.5 | Anchorage | 17-I
| University of Alaska Anchorage | Ecosystem-Biomedical Laboratory | Replace Expansion Tank Et-4 | 23000 | 159181887.5 | 23000 | 159181887.5 | Anchorage | 17-I
| University of Alaska Anchorage | Ecosystem-Biomedical Laboratory | Replace Expansion Tank Et-5 | 23000 | 159204887.5 | 23000 | 159204887.5 | Anchorage | 17-I
| University of Alaska Anchorage | Ecosystem-Biomedical Laboratory | Replace Fanroom General Exhaust | 5000 | 159209887.5 | 5000 | 159209887.5 | Anchorage | 17-I
| University of Alaska Anchorage | Ecosystem-Biomedical Laboratory | Replace Fixtures/Lighting Indoor Lighting | 163000 | 159372887.5 | 163000 | 159372887.5 | Anchorage | 17-I
| University of Alaska Anchorage | Ecosystem-Biomedical Laboratory | Replace Fixtures/Lighting Outlets and Switches | 51000 | 159423887.5 | 51000 | 159423887.5 | Anchorage | 17-I
| University of Alaska Anchorage | Ecosystem-Biomedical Laboratory | Replace Floors Carpet | 73000 | 159496887.5 | 73000 | 159496887.5 | Anchorage | 17-I
| University of Alaska Anchorage | Ecosystem-Biomedical Laboratory | Replace Floors VCT | 38000 | 159534887.5 | 38000 | 159534887.5 | Anchorage | 17-I
| University of Alaska Anchorage | Ecosystem-Biomedical Laboratory | Replace General Lab Exhaust East Ef-2A | 5000 | 159539887.5 | 5000 | 159539887.5 | Anchorage | 17-I
| University of Alaska Anchorage | Ecosystem-Biomedical Laboratory | Replace General Lab Exhaust East Ef-2B | 5000 | 159544887.5 | 5000 | 159544887.5 | Anchorage | 17-I
| University of Alaska Anchorage | Ecosystem-Biomedical Laboratory | Replace General Lab Exhaust South Ef-1A | 5000 | 159549887.5 | 5000 | 159549887.5 | Anchorage | 17-I
| University of Alaska Anchorage | Ecosystem-Biomedical Laboratory | Replace Generation Emergency/ Backup Generation | 140000 | 159689887.5 | 140000 | 159689887.5 | Anchorage | 17-I
| University of Alaska Anchorage | Ecosystem-Biomedical Laboratory | Replace Glycol Fill Tank Gt-1 | 2000 | 159691887.5 | 2000 | 159691887.5 | Anchorage | 17-I
| University of Alaska Anchorage | Ecosystem-Biomedical Laboratory | Replace Glycol Piping | 750000 | 160441887.5 | 750000 | 160441887.5 | Anchorage | 17-I
| University of Alaska Anchorage | Ecosystem-Biomedical Laboratory | Replace Hydronic Boiler Blr-1 | 244000 | 160685887.5 | 244000 | 160685887.5 | Anchorage | 17-I
| University of Alaska Anchorage | Ecosystem-Biomedical Laboratory | Replace Hydronic Boiler Blr-2 | 244000 | 160929887.5 | 244000 | 160929887.5 | Anchorage | 17-I
| University of Alaska Anchorage | Ecosystem-Biomedical Laboratory | Replace Indirect Glycol Dhw Heater Wh-2 | 37000 | 160966887.5 | 37000 | 160966887.5 | Anchorage | 17-I
| University of Alaska Anchorage | Ecosystem-Biomedical Laboratory | Replace Interior Doors & Doorways | 250000 | 161216887.5 | 250000 | 161216887.5 | Anchorage | 17-I
| University of Alaska Anchorage | Ecosystem-Biomedical Laboratory | Replace Lab Sinks | 28000 | 161244887.5 | 28000 | 161244887.5 | Anchorage | 17-I
| University of Alaska Anchorage | Ecosystem-Biomedical Laboratory | Replace Liebart Split Unit Acu-1A And Acu-1B | 39000 | 161283887.5 | 39000 | 161283887.5 | Anchorage | 17-I
| University of Alaska Anchorage | Ecosystem-Biomedical Laboratory | Replace Openings Exterior Doors | 125000 | 161408887.5 | 125000 | 161408887.5 | Anchorage | 17-I
| University of Alaska Anchorage | Ecosystem-Biomedical Laboratory | Replace Piping | 306000 | 161714887.5 | 306000 | 161714887.5 | Anchorage | 17-I
| University of Alaska Anchorage | Ecosystem-Biomedical Laboratory | Replace Saftey Hazard - Ahu-1 Return Fan 1A Vfd Pm | 13000 | 161727887.5 | 13000 | 161727887.5 | Anchorage | 17-I
| University of Alaska Anchorage | Ecosystem-Biomedical Laboratory | Replace Saftey Hazard - Ahu-1 Return Fan 1B Vfd Pm | 13000 | 161740887.5 | 13000 | 161740887.5 | Anchorage | 17-I
| University of Alaska Anchorage | Ecosystem-Biomedical Laboratory | Replace Saftey Hazard - Ahu-1 Supply Fan 1A Vfd Pm | 13000 | 161753887.5 | 13000 | 161753887.5 | Anchorage | 17-I
| University of Alaska Anchorage | Ecosystem-Biomedical Laboratory | Replace Saftey Hazard - Ahu-1 Supply Fan 1B Vfd Pm | 13000 | 161766887.5 | 13000 | 161766887.5 | Anchorage | 17-I
| University of Alaska Anchorage | Ecosystem-Biomedical Laboratory | Replace Specialty Equipment Lab Use (Eye Wash/ Showers) | 95000 | 161861887.5 | 95000 | 161861887.5 | Anchorage | 17-I
| University of Alaska Anchorage | Ecosystem-Biomedical Laboratory | Replace Structural Siding | 19000 | 161880887.5 | 19000 | 161880887.5 | Anchorage | 17-I
| University of Alaska Anchorage | Ecosystem-Biomedical Laboratory | Replace Supply Piping Building Distribution | 356000 | 162236887.5 | 356000 | 162236887.5 | Anchorage | 17-I
| University of Alaska Anchorage | Ecosystem-Biomedical Laboratory | Replace Ventilation Fume Hoods - Lab | 500000 | 162736887.5 | 500000 | 162736887.5 | Anchorage | 17-I
| University of Alaska Anchorage | Ecosystem-Biomedical Laboratory | Replace Walls Painting | 114000 | 162850887.5 | 114000 | 162850887.5 | Anchorage | 17-I
| University of Alaska Anchorage | Ecosystem-Biomedical Laboratory | Replace Waste Piping Drainage Piping & Drains | 255000 | 163105887.5 | 255000 | 163105887.5 | Anchorage | 17-I
| University of Alaska Anchorage | Energy Module No. 1 | Repalace Sink | 4000 | 163109887.5 | 4000 | 163109887.5 | Anchorage | 17-I
| University of Alaska Anchorage | Energy Module No. 1 | Replace 2000 Gallon Diesel Above Ground Emergency Generator Fuel Tank | 63000 | 163172887.5 | 63000 | 163172887.5 | Anchorage | 17-I
| University of Alaska Anchorage | Energy Module No. 1 | Replace Building Distribution Secondary Transformer | 25000 | 163197887.5 | 25000 | 163197887.5 | Anchorage | 17-I
| University of Alaska Anchorage | Energy Module No. 1 | Replace Campus Distribution Primary Transformer 1994 | 60000 | 163257887.5 | 60000 | 163257887.5 | Anchorage | 17-I
| University of Alaska Anchorage | Energy Module No. 1 | Replace Campus Distribution Switches | 625000 | 163882887.5 | 625000 | 163882887.5 | Anchorage | 17-I
| University of Alaska Anchorage | Energy Module No. 1 | Replace Emergency Generator - 225 | 114000 | 163996887.5 | 114000 | 163996887.5 | Anchorage | 17-I
| University of Alaska Anchorage | Energy Module No. 1 | Replace Est3 Fire Alarm System | 133000 | 164129887.5 | 133000 | 164129887.5 | Anchorage | 17-I
| University of Alaska Anchorage | Energy Module No. 1 | Replace Fire Protection/ Egress Exit Signage | 5000 | 164134887.5 | 5000 | 164134887.5 | Anchorage | 17-I
| University of Alaska Anchorage | Energy Module No. 1 | Replace Interior Doors & Doorways | 5000 | 164139887.5 | 5000 | 164139887.5 | Anchorage | 17-I
| University of Alaska Anchorage | Energy Module No. 1 | Replace Openings Exterior Doors | 63000 | 164202887.5 | 63000 | 164202887.5 | Anchorage | 17-I
| University of Alaska Anchorage | Energy Module No. 1 | Replace Primary Pump 125 HP | 117000 | 164319887.5 | 117000 | 164319887.5 | Anchorage | 17-I
| University of Alaska Anchorage | Energy Module No. 1 | Replace Structural Siding | 3000 | 164322887.5 | 3000 | 164322887.5 | Anchorage | 17-I
| University of Alaska Anchorage | Energy Module No. 1 | Replace Sump Pump | 5000 | 164327887.5 | 5000 | 164327887.5 | Anchorage | 17-I
| University of Alaska Anchorage | Energy Module No. 1 | Replace Supply Piping Building Distribution | 58000 | 164385887.5 | 58000 | 164385887.5 | Anchorage | 17-I
| University of Alaska Anchorage | Energy Module No. 1 | Replace Waste Piping Drainage Piping & Drains | 41000 | 164426887.5 | 41000 | 164426887.5 | Anchorage | 17-I
| University of Alaska Anchorage | Energy Module No. 1 | Replace Wet Fire Sprinkler System 1 | 49000 | 164475887.5 | 49000 | 164475887.5 | Anchorage | 17-I
| University of Alaska Anchorage | Energy Module No. 2 | Replace Building Distribution Automatic Transfer Switch | 25000 | 164500887.5 | 25000 | 164500887.5 | Anchorage | 17-I
| University of Alaska Anchorage | Energy Module No. 2 | Replace Building Distribution Building Wiring | 49000 | 164549887.5 | 49000 | 164549887.5 | Anchorage | 17-I
| University of Alaska Anchorage | Energy Module No. 2 | Replace Building Distribution Circuit Breaker Panels | 7000 | 164556887.5 | 7000 | 164556887.5 | Anchorage | 17-I
| University of Alaska Anchorage | Energy Module No. 2 | Replace Building Distribution Emergency Circuit Wiring | 12000 | 164568887.5 | 12000 | 164568887.5 | Anchorage | 17-I
| University of Alaska Anchorage | Energy Module No. 2 | Replace Building Distribution Main Building Panels/Switchgear | 39000 | 164607887.5 | 39000 | 164607887.5 | Anchorage | 17-I
| University of Alaska Anchorage | Energy Module No. 2 | Replace Building Distribution Secondary Transformer | 25000 | 164632887.5 | 25000 | 164632887.5 | Anchorage | 17-I
| University of Alaska Anchorage | Energy Module No. 2 | Replace Campus Distribution Switches | 625000 | 165257887.5 | 625000 | 165257887.5 | Anchorage | 17-I
| University of Alaska Anchorage | Energy Module No. 2 | Replace Fire Protection/ Egress Exit Signage | 5000 | 165262887.5 | 5000 | 165262887.5 | Anchorage | 17-I
| University of Alaska Anchorage | Energy Module No. 2 | Replace Fixtures & Fittings Faucets & Sinks | 4000 | 165266887.5 | 4000 | 165266887.5 | Anchorage | 17-I
| University of Alaska Anchorage | Energy Module No. 2 | Replace Interior Doors & Doorways | 5000 | 165271887.5 | 5000 | 165271887.5 | Anchorage | 17-I
| University of Alaska Anchorage | Energy Module No. 2 | Replace Openings Exterior Doors | 63000 | 165334887.5 | 63000 | 165334887.5 | Anchorage | 17-I
| University of Alaska Anchorage | Energy Module No. 2 | Replace Structural Siding | 3000 | 165337887.5 | 3000 | 165337887.5 | Anchorage | 17-I
| University of Alaska Anchorage | Energy Module No. 2 | Replace Sump Pump | 5000 | 165342887.5 | 5000 | 165342887.5 | Anchorage | 17-I
| University of Alaska Anchorage | Energy Module No. 2 | Replace Supply Piping Building Distribution | 58000 | 165400887.5 | 58000 | 165400887.5 | Anchorage | 17-I
| University of Alaska Anchorage | Energy Module No. 2 | Replace Waste Piping Drainage Piping & Drains | 41000 | 165441887.5 | 41000 | 165441887.5 | Anchorage | 17-I
| University of Alaska Anchorage | Engineering & Computation Building | Replace carpet | 415000 | 165856887.5 | 415000 | 165856887.5 | Anchorage | 17-I
| University of Alaska Anchorage | Engineering & Computation Building | Replace variable frequency drive | 300000 | 166156887.5 | 300000 | 166156887.5 | Anchorage | 17-I
| University of Alaska Anchorage | Engineering and Industry Building | 3 ea. 9348 Switches, The batteries are getting old and need to be replaced. | 32000 | 166188887.5 | 32000 | 166188887.5 | Anchorage | 17-I
| University of Alaska Anchorage | Engineering and Industry Building | Replace A/C Split System Shp-1/2 | 39000 | 166227887.5 | 39000 | 166227887.5 | Anchorage | 17-I
| University of Alaska Anchorage | Engineering and Industry Building | Replace Aerco Heating Hot Water Boiler Blr-1 Alaska #154886Ak | 600000 | 166827887.5 | 600000 | 166827887.5 | Anchorage | 17-I
| University of Alaska Anchorage | Engineering and Industry Building | Replace Aerco Heating Hot Water Boiler Blr-2 Alaska #154887Ak | 600000 | 167427887.5 | 600000 | 167427887.5 | Anchorage | 17-I
| University of Alaska Anchorage | Engineering and Industry Building | Replace Ahu 4- Exhaust Fan Ef-04 Vfd | 13000 | 167440887.5 | 13000 | 167440887.5 | Anchorage | 17-I
| University of Alaska Anchorage | Engineering and Industry Building | Replace Ahu 4- Supply Fan 4A Vfd | 13000 | 167453887.5 | 13000 | 167453887.5 | Anchorage | 17-I
| University of Alaska Anchorage | Engineering and Industry Building | Replace Ahu 4- Supply Fan 4B Vfd | 13000 | 167466887.5 | 13000 | 167466887.5 | Anchorage | 17-I
| University of Alaska Anchorage | Engineering and Industry Building | Replace Ahu-1 Vfd | 13000 | 167479887.5 | 13000 | 167479887.5 | Anchorage | 17-I
| University of Alaska Anchorage | Engineering and Industry Building | Replace Ahu-2 Vfd | 13000 | 167492887.5 | 13000 | 167492887.5 | Anchorage | 17-I
| University of Alaska Anchorage | Engineering and Industry Building | Replace Ahu-3 Vfd | 13000 | 167505887.5 | 13000 | 167505887.5 | Anchorage | 17-I
| University of Alaska Anchorage | Engineering and Industry Building | Replace Air Compressor Ac-1 | 16000 | 167521887.5 | 16000 | 167521887.5 | Anchorage | 17-I
| University of Alaska Anchorage | Engineering and Industry Building | Replace Air Compressor Ac-2 | 16000 | 167537887.5 | 16000 | 167537887.5 | Anchorage | 17-I
| University of Alaska Anchorage | Engineering and Industry Building | Replace Air Cooled Condenser Acu-1 | 2000 | 167539887.5 | 2000 | 167539887.5 | Anchorage | 17-I
| University of Alaska Anchorage | Engineering and Industry Building | Replace Air Cooled Condenser Acu-2 | 2000 | 167541887.5 | 2000 | 167541887.5 | Anchorage | 17-I
| University of Alaska Anchorage | Engineering and Industry Building | Replace Air Cooled Condenser Acu-3 | 2000 | 167543887.5 | 2000 | 167543887.5 | Anchorage | 17-I
| University of Alaska Anchorage | Engineering and Industry Building | Replace Air Cooled Condenser Acu-4 | 2000 | 167545887.5 | 2000 | 167545887.5 | Anchorage | 17-I
| University of Alaska Anchorage | Engineering and Industry Building | Replace Compressed Air Dryer Cad-1 | 16000 | 167561887.5 | 16000 | 167561887.5 | Anchorage | 17-I
| University of Alaska Anchorage | Engineering and Industry Building | Replace Compressed Air Tank Cat-1 | 16000 | 167577887.5 | 16000 | 167577887.5 | Anchorage | 17-I
| University of Alaska Anchorage | Engineering and Industry Building | Replace Compressed Air Tank Cat-2 | 16000 | 167593887.5 | 16000 | 167593887.5 | Anchorage | 17-I
| University of Alaska Anchorage | Engineering and Industry Building | Replace Dry Cooler Dc-1 | 39000 | 167632887.5 | 39000 | 167632887.5 | Anchorage | 17-I
| University of Alaska Anchorage | Engineering and Industry Building | Replace Fume Hood Exhaust Fan Ef-1 Caution: Hydrofluoric Acid Fume Hood- Contact Kim Riggs 6-5476 Or Tim Kirk 6-1981. | 50000 | 167682887.5 | 50000 | 167682887.5 | Anchorage | 17-I
| University of Alaska Anchorage | Engineering and Industry Building | Replace Pump C10 Vfd | 13000 | 167695887.5 | 13000 | 167695887.5 | Anchorage | 17-I
| University of Alaska Anchorage | Engineering and Industry Building | Replace Pump C7 Vfd | 13000 | 167708887.5 | 13000 | 167708887.5 | Anchorage | 17-I
| University of Alaska Anchorage | Engineering and Industry Building | Replace Pump C8 Vfd | 13000 | 167721887.5 | 13000 | 167721887.5 | Anchorage | 17-I
| University of Alaska Anchorage | Engineering and Industry Building | Replace Pump C9 Vfd | 13000 | 167734887.5 | 13000 | 167734887.5 | Anchorage | 17-I
| University of Alaska Anchorage | Engineering and Industry Building | Replace Pump H1 Vfd | 13000 | 167747887.5 | 13000 | 167747887.5 | Anchorage | 17-I
| University of Alaska Anchorage | Engineering and Industry Building | Replace Pump H2 Vfd | 13000 | 167760887.5 | 13000 | 167760887.5 | Anchorage | 17-I
| University of Alaska Anchorage | Engineering and Industry Building | Replace Pump H3 Vfd | 13000 | 167773887.5 | 13000 | 167773887.5 | Anchorage | 17-I
| University of Alaska Anchorage | Engineering and Industry Building | Replace Pump H4 Vfd | 13000 | 167786887.5 | 13000 | 167786887.5 | Anchorage | 17-I
| University of Alaska Anchorage | Engineering and Industry Building | Replace Pump H5 Vfd | 13000 | 167799887.5 | 13000 | 167799887.5 | Anchorage | 17-I
| University of Alaska Anchorage | Engineering and Industry Building | Replace Pump H6 Vfd | 13000 | 167812887.5 | 13000 | 167812887.5 | Anchorage | 17-I
| University of Alaska Anchorage | Engineering and Industry Building | Replace Pump H7 Vfd | 13000 | 167825887.5 | 13000 | 167825887.5 | Anchorage | 17-I
| University of Alaska Anchorage | Engineering and Industry Building | Replace Pump H8 Vfd | 13000 | 167838887.5 | 13000 | 167838887.5 | Anchorage | 17-I
| University of Alaska Anchorage | Engineering and Industry Building | Replace Relief Fan Rf-1 | 125000 | 167963887.5 | 125000 | 167963887.5 | Anchorage | 17-I
| University of Alaska Anchorage | Engineering and Industry Building | Replace Relief Fan Rf-1 Vfd | 13000 | 167976887.5 | 13000 | 167976887.5 | Anchorage | 17-I
| University of Alaska Anchorage | Engineering and Industry Building | Replace Relief Fan Rf-2 | 125000 | 168101887.5 | 125000 | 168101887.5 | Anchorage | 17-I
| University of Alaska Anchorage | Engineering and Industry Building | Replace Relief Fan Rf-2 Vfd | 13000 | 168114887.5 | 13000 | 168114887.5 | Anchorage | 17-I
| University of Alaska Anchorage | Engineering and Industry Building | Replace Relief Fan Rf-3 | 125000 | 168239887.5 | 125000 | 168239887.5 | Anchorage | 17-I
| University of Alaska Anchorage | Engineering and Industry Building | Replace Relief Fan Rf-3 Vfd | 13000 | 168252887.5 | 13000 | 168252887.5 | Anchorage | 17-I
| University of Alaska Anchorage | Engineering and Industry Building | Replace Reverse Osmosis Water Filter | 25000 | 168277887.5 | 25000 | 168277887.5 | Anchorage | 17-I
| University of Alaska Anchorage | Engineering and Industry Building | Replace Specialty Equipment Lab Use (Eye Wash/ Showers) | 20000 | 168297887.5 | 20000 | 168297887.5 | Anchorage | 17-I
| University of Alaska Anchorage | Engineering and Industry Building | Replace Transfer Fan Tf-1 | 125000 | 168422887.5 | 125000 | 168422887.5 | Anchorage | 17-I
| University of Alaska Anchorage | Engineering and Industry Building | Replace Transfer Fan Tf-2 | 125000 | 168547887.5 | 125000 | 168547887.5 | Anchorage | 17-I
| University of Alaska Anchorage | Engineering and Industry Building | Replace Ventilation Fume Hoods - Lab | 156000 | 168703887.5 | 156000 | 168703887.5 | Anchorage | 17-I
| University of Alaska Anchorage | Engineering and Industry Building | Replace Water Heater Wh-1 | 25000 | 168728887.5 | 25000 | 168728887.5 | Anchorage | 17-I
| University of Alaska Anchorage | Engineering and Industry Building | Replace Water Heater Wh-2 | 25000 | 168753887.5 | 25000 | 168753887.5 | Anchorage | 17-I
| University of Alaska Anchorage | Engineering Parking Garage | Mechanical Chiller - Centrifugal | 5000 | 168758887.5 | 5000 | 168758887.5 | Anchorage | 17-I
| University of Alaska Anchorage | Engineering Parking Garage | Mechanical Chiller - DX or Split System | 6000 | 168764887.5 | 6000 | 168764887.5 | Anchorage | 17-I
| University of Alaska Anchorage | Engineering Temporary Building 1 | Interior Wall Painting | 5000 | 168769887.5 | 5000 | 168769887.5 | Anchorage | 17-I
| University of Alaska Anchorage | Engineering Temporary Building 1 | Replace 5/8 in. drywall | 41000 | 168810887.5 | 41000 | 168810887.5 | Anchorage | 17-I
| University of Alaska Anchorage | Engineering Temporary Building 1 | Replace circuit breaker molded case, 480 V, 3 pole circuit breaker | 3000 | 168813887.5 | 3000 | 168813887.5 | Anchorage | 17-I
| University of Alaska Anchorage | Engineering Temporary Building 1 | Replace fluorescent fixture, lay-in, recess mtd, 2' x 4', two 40 W | 9000 | 168822887.5 | 9000 | 168822887.5 | Anchorage | 17-I
| University of Alaska Anchorage | Engineering Temporary Building 1 | Replace gypsum board ceiling, up to 12' high | 13000 | 168835887.5 | 13000 | 168835887.5 | Anchorage | 17-I
| University of Alaska Anchorage | Engineering Temporary Building 1 | Replace metal stairs | 1000 | 168836887.5 | 1000 | 168836887.5 | Anchorage | 17-I
| University of Alaska Anchorage | Engineering Temporary Building 1 | Replace unfinished concrete floor | 5000 | 168841887.5 | 5000 | 168841887.5 | Anchorage | 17-I
| University of Alaska Anchorage | Engineering Temporary Building 1 | Replace vinyl sheet flooring | 4000 | 168845887.5 | 4000 | 168845887.5 | Anchorage | 17-I
| University of Alaska Anchorage | Enrollment Services Center | Install DX Cooling | 3000 | 168848887.5 | 3000 | 168848887.5 | Anchorage | 17-I
| University of Alaska Anchorage | Enrollment Services Center | Recable Basement | 60000 | 168908887.5 | 60000 | 168908887.5 | Anchorage | 17-I
| University of Alaska Anchorage | Enrollment Services Center | Recaulking Building Exteriors | 27000 | 168935887.5 | 27000 | 168935887.5 | Anchorage | 17-I
| University of Alaska Anchorage | Enrollment Services Center | Replace 6 Roll Up Steel Doors | 126000 | 169061887.5 | 126000 | 169061887.5 | Anchorage | 17-I
| University of Alaska Anchorage | Enrollment Services Center | Replace Ada Accessible Door | 5000 | 169066887.5 | 5000 | 169066887.5 | Anchorage | 17-I
| University of Alaska Anchorage | Enrollment Services Center | Replace Ahu 01 | 778000 | 169844887.5 | 778000 | 169844887.5 | Anchorage | 17-I
| University of Alaska Anchorage | Enrollment Services Center | Replace Air Handler | 778000 | 170622887.5 | 778000 | 170622887.5 | Anchorage | 17-I
| University of Alaska Anchorage | Enrollment Services Center | Replace Arcade Fan Coil Unit Af-1 | 5000 | 170627887.5 | 5000 | 170627887.5 | Anchorage | 17-I
| University of Alaska Anchorage | Enrollment Services Center | Replace Arcade Fan Coil Unit Af-2 | 5000 | 170632887.5 | 5000 | 170632887.5 | Anchorage | 17-I
| University of Alaska Anchorage | Enrollment Services Center | Replace Bathroom Renovations Small Bath - 1 to 3 units no Shower | 88000 | 170720887.5 | 88000 | 170720887.5 | Anchorage | 17-I
| University of Alaska Anchorage | Enrollment Services Center | Replace Bkst Annual Roof Pm (Bur Ballasted) | 674000 | 171394887.5 | 674000 | 171394887.5 | Anchorage | 17-I
| University of Alaska Anchorage | Enrollment Services Center | Replace Boiler 1 Alaska State Id# 845514Ak | 574000 | 171968887.5 | 574000 | 171968887.5 | Anchorage | 17-I
| University of Alaska Anchorage | Enrollment Services Center | Replace Boiler 2 Alaska State Id# 845513Ak | 574000 | 172542887.5 | 574000 | 172542887.5 | Anchorage | 17-I
| University of Alaska Anchorage | Enrollment Services Center | Replace Building Distribution Building Wiring | 144000 | 172686887.5 | 144000 | 172686887.5 | Anchorage | 17-I
| University of Alaska Anchorage | Enrollment Services Center | Replace Building Distribution Circuit Breaker Panels | 86000 | 172772887.5 | 86000 | 172772887.5 | Anchorage | 17-I
| University of Alaska Anchorage | Enrollment Services Center | Replace Building Distribution Emergency Circuit Wiring | 179000 | 172951887.5 | 179000 | 172951887.5 | Anchorage | 17-I
| University of Alaska Anchorage | Enrollment Services Center | Replace Building Distribution Main Building Panels/Switchgear | 39000 | 172990887.5 | 39000 | 172990887.5 | Anchorage | 17-I
| University of Alaska Anchorage | Enrollment Services Center | Replace Building Distribution Secondary Transformer | 359000 | 173349887.5 | 359000 | 173349887.5 | Anchorage | 17-I
| University of Alaska Anchorage | Enrollment Services Center | Replace Campus Distribution Switches | 625000 | 173974887.5 | 625000 | 173974887.5 | Anchorage | 17-I
| University of Alaska Anchorage | Enrollment Services Center | Replace Control Air Compressor | 16000 | 173990887.5 | 16000 | 173990887.5 | Anchorage | 17-I
| University of Alaska Anchorage | Enrollment Services Center | Replace Elevator Passenger 2500 Lbs Tag 1383 | 500000 | 174490887.5 | 500000 | 174490887.5 | Anchorage | 17-I
| University of Alaska Anchorage | Enrollment Services Center | Replace Entryway Fan Ceiling Mtd | 6000 | 174496887.5 | 6000 | 174496887.5 | Anchorage | 17-I
| University of Alaska Anchorage | Enrollment Services Center | Replace Est3 Fire Alarm Panel Fcp | 133000 | 174629887.5 | 133000 | 174629887.5 | Anchorage | 17-I
| University of Alaska Anchorage | Enrollment Services Center | Replace Exhaust Fan | 12000 | 174641887.5 | 12000 | 174641887.5 | Anchorage | 17-I
| University of Alaska Anchorage | Enrollment Services Center | Replace Exterior Safety/Code Ramps - Asphault | 8000 | 174649887.5 | 8000 | 174649887.5 | Anchorage | 17-I
| University of Alaska Anchorage | Enrollment Services Center | Replace Fan Dx Unit For Comm Room | 39000 | 174688887.5 | 39000 | 174688887.5 | Anchorage | 17-I
| University of Alaska Anchorage | Enrollment Services Center | Replace Fan Terminal Unit 01 | 60000 | 174748887.5 | 60000 | 174748887.5 | Anchorage | 17-I
| University of Alaska Anchorage | Enrollment Services Center | Replace Fan Terminal Unit 02 | 60000 | 174808887.5 | 60000 | 174808887.5 | Anchorage | 17-I
| University of Alaska Anchorage | Enrollment Services Center | Replace Fan Terminal Unit 03 | 60000 | 174868887.5 | 60000 | 174868887.5 | Anchorage | 17-I
| University of Alaska Anchorage | Enrollment Services Center | Replace Fan Terminal Unit 04 | 60000 | 174928887.5 | 60000 | 174928887.5 | Anchorage | 17-I
| University of Alaska Anchorage | Enrollment Services Center | Replace Fan Terminal Unit 05 | 60000 | 174988887.5 | 60000 | 174988887.5 | Anchorage | 17-I
| University of Alaska Anchorage | Enrollment Services Center | Replace Fan Terminal Unit 06 | 60000 | 175048887.5 | 60000 | 175048887.5 | Anchorage | 17-I
| University of Alaska Anchorage | Enrollment Services Center | Replace Fan Terminal Unit 07 | 60000 | 175108887.5 | 60000 | 175108887.5 | Anchorage | 17-I
| University of Alaska Anchorage | Enrollment Services Center | Replace Fan Terminal Unit 08 | 60000 | 175168887.5 | 60000 | 175168887.5 | Anchorage | 17-I
| University of Alaska Anchorage | Enrollment Services Center | Replace Fan Terminal Unit 09 | 60000 | 175228887.5 | 60000 | 175228887.5 | Anchorage | 17-I
| University of Alaska Anchorage | Enrollment Services Center | Replace Fire Alarm Nac Circuit Power Supply | 399000 | 175627887.5 | 399000 | 175627887.5 | Anchorage | 17-I
| University of Alaska Anchorage | Enrollment Services Center | Replace Fire Protection/ Egress Exit Signage | 75000 | 175702887.5 | 75000 | 175702887.5 | Anchorage | 17-I
| University of Alaska Anchorage | Enrollment Services Center | Replace Fixtures & Fittings Faucets & Sinks | 4000 | 175706887.5 | 4000 | 175706887.5 | Anchorage | 17-I
| University of Alaska Anchorage | Enrollment Services Center | Replace Fixtures/Lighting Outlets and Switches | 15000 | 175721887.5 | 15000 | 175721887.5 | Anchorage | 17-I
| University of Alaska Anchorage | Enrollment Services Center | Replace Glycol Piping | 350000 | 176071887.5 | 350000 | 176071887.5 | Anchorage | 17-I
| University of Alaska Anchorage | Enrollment Services Center | Replace Glycol System Pump 1 | 8000 | 176079887.5 | 8000 | 176079887.5 | Anchorage | 17-I
| University of Alaska Anchorage | Enrollment Services Center | Replace Glycol System Pump 2 | 8000 | 176087887.5 | 8000 | 176087887.5 | Anchorage | 17-I
| University of Alaska Anchorage | Enrollment Services Center | Replace Gutters & Leaders Leaders- Interior | 1000 | 176088887.5 | 1000 | 176088887.5 | Anchorage | 17-I
| University of Alaska Anchorage | Enrollment Services Center | Replace Large Section of Skylights | 80000 | 176168887.5 | 80000 | 176168887.5 | Anchorage | 17-I
| University of Alaska Anchorage | Enrollment Services Center | Replace Liebert A/C Unit | 5000 | 176173887.5 | 5000 | 176173887.5 | Anchorage | 17-I
| University of Alaska Anchorage | Enrollment Services Center | Replace Openings Exterior Doors | 78000 | 176251887.5 | 78000 | 176251887.5 | Anchorage | 17-I
| University of Alaska Anchorage | Enrollment Services Center | Replace Openings Windows - Medium | 1200000 | 177451887.5 | 1200000 | 177451887.5 | Anchorage | 17-I
| University of Alaska Anchorage | Enrollment Services Center | Replace Sales Flr Perim Fan F3 | 5000 | 177456887.5 | 5000 | 177456887.5 | Anchorage | 17-I
| University of Alaska Anchorage | Enrollment Services Center | Replace Sealant around Concrete | 90000 | 177546887.5 | 90000 | 177546887.5 | Anchorage | 17-I
| University of Alaska Anchorage | Enrollment Services Center | Replace Secondary Service Motor Control Center | 125000 | 177671887.5 | 125000 | 177671887.5 | Anchorage | 17-I
| University of Alaska Anchorage | Enrollment Services Center | Replace Supply Piping Building Distribution | 837000 | 178508887.5 | 837000 | 178508887.5 | Anchorage | 17-I
| University of Alaska Anchorage | Enrollment Services Center | Replace Transfer Fan F2 | 125000 | 178633887.5 | 125000 | 178633887.5 | Anchorage | 17-I
| University of Alaska Anchorage | Enrollment Services Center | Replace Warehouse Fan F4 | 5000 | 178638887.5 | 5000 | 178638887.5 | Anchorage | 17-I
| University of Alaska Anchorage | Enrollment Services Center | Replace Waste Piping Drainage Piping & Drains | 598000 | 179236887.5 | 598000 | 179236887.5 | Anchorage | 17-I
| University of Alaska Anchorage | Enrollment Services Center | Upgrade to full electronic DDC - Hybrid system currently in place | 37000 | 179273887.5 | 37000 | 179273887.5 | Anchorage | 17-I
| University of Alaska Anchorage | Fine Arts Building | 1 ea. UPS and related electrical work. | 30000 | 179303887.5 | 30000 | 179303887.5 | Anchorage | 17-I
| University of Alaska Anchorage | Fine Arts Building | 5 ea. 9348 Switches | 40000 | 179343887.5 | 40000 | 179343887.5 | Anchorage | 17-I
| University of Alaska Anchorage | Fine Arts Building | Install Occupancy Sensors for Lighting | 41000 | 179384887.5 | 41000 | 179384887.5 | Anchorage | 17-I
| University of Alaska Anchorage | Fine Arts Building | Raplace Photo Lab, Ceramics, Painting Sinks | 80000 | 179464887.5 | 80000 | 179464887.5 | Anchorage | 17-I
| University of Alaska Anchorage | Fine Arts Building | Recable Building | 200000 | 179664887.5 | 200000 | 179664887.5 | Anchorage | 17-I
| University of Alaska Anchorage | Fine Arts Building | Recaulking Building Exteriors | 6000 | 179670887.5 | 6000 | 179670887.5 | Anchorage | 17-I
| University of Alaska Anchorage | Fine Arts Building | Repaint Trim | 651000 | 180321887.5 | 651000 | 180321887.5 | Anchorage | 17-I
| University of Alaska Anchorage | Fine Arts Building | Replace 1Rst Floor North Fire Alarm Nac Circuit Power Supply | 399000 | 180720887.5 | 399000 | 180720887.5 | Anchorage | 17-I
| University of Alaska Anchorage | Fine Arts Building | Replace 1Rst Floor South Fire Alarm Nac Circuit Power Supply | 133000 | 180853887.5 | 133000 | 180853887.5 | Anchorage | 17-I
| University of Alaska Anchorage | Fine Arts Building | Replace 1Rst Floor South Fire Alarm Nac Ciruit Power Supply | 133000 | 180986887.5 | 133000 | 180986887.5 | Anchorage | 17-I
| University of Alaska Anchorage | Fine Arts Building | Replace 2Nd Floor North Fire Alarm Nac Circuit Power Supply | 266000 | 181252887.5 | 266000 | 181252887.5 | Anchorage | 17-I
| University of Alaska Anchorage | Fine Arts Building | Replace 3Rd Floor North Fire Alarm Nac Circuit Power Supply | 133000 | 181385887.5 | 133000 | 181385887.5 | Anchorage | 17-I
| University of Alaska Anchorage | Fine Arts Building | Replace 3Rd Floor South Fire Alarm Nac Circuit Power Supply | 266000 | 181651887.5 | 266000 | 181651887.5 | Anchorage | 17-I
| University of Alaska Anchorage | Fine Arts Building | Replace 500 Gallon Diesel Above Ground Emergency Generator Fuel Tank | 16000 | 181667887.5 | 16000 | 181667887.5 | Anchorage | 17-I
| University of Alaska Anchorage | Fine Arts Building | Replace Ada Accessible Door | 20000 | 181687887.5 | 20000 | 181687887.5 | Anchorage | 17-I
| University of Alaska Anchorage | Fine Arts Building | Replace Ahu F1 Return Mix Fan | 250000 | 181937887.5 | 250000 | 181937887.5 | Anchorage | 17-I
| University of Alaska Anchorage | Fine Arts Building | Replace Ahu F7 Mixing Fan A | 125000 | 182062887.5 | 125000 | 182062887.5 | Anchorage | 17-I
| University of Alaska Anchorage | Fine Arts Building | Replace Ahu F7 Return Mix Fan | 250000 | 182312887.5 | 250000 | 182312887.5 | Anchorage | 17-I
| University of Alaska Anchorage | Fine Arts Building | Replace Air Handler | 2117000 | 184429887.5 | 2117000 | 184429887.5 | Anchorage | 17-I
| University of Alaska Anchorage | Fine Arts Building | Replace Arts Annual Roof Pm (Bur Ballasted) | 16000 | 184445887.5 | 16000 | 184445887.5 | Anchorage | 17-I
| University of Alaska Anchorage | Fine Arts Building | Replace Bathroom Renovations Med Bath - 4 to 5 units no Shower | 313000 | 184758887.5 | 313000 | 184758887.5 | Anchorage | 17-I
| University of Alaska Anchorage | Fine Arts Building | Replace Bathroom Renovations Small Bath - 1 to 3 units no Shower | 88000 | 184846887.5 | 88000 | 184846887.5 | Anchorage | 17-I
| University of Alaska Anchorage | Fine Arts Building | Replace Bathroom Renovations Small Bath - 1 to 3 units with Shower | 78000 | 184924887.5 | 78000 | 184924887.5 | Anchorage | 17-I
| University of Alaska Anchorage | Fine Arts Building | Replace Boiler Hydronic Glycol Boiler Room Alaska State Id # 871173Ak | 750000 | 185674887.5 | 750000 | 185674887.5 | Anchorage | 17-I
| University of Alaska Anchorage | Fine Arts Building | Replace Boiler Hydronic Glycol Boiler Room Alaska State Id # 871174Ak | 750000 | 186424887.5 | 750000 | 186424887.5 | Anchorage | 17-I
| University of Alaska Anchorage | Fine Arts Building | Replace Building Distribution Automatic Transfer Switch | 25000 | 186449887.5 | 25000 | 186449887.5 | Anchorage | 17-I
| University of Alaska Anchorage | Fine Arts Building | Replace Building Distribution Building Wiring | 1952000 | 188401887.5 | 1952000 | 188401887.5 | Anchorage | 17-I
| University of Alaska Anchorage | Fine Arts Building | Replace Building Distribution Circuit Breaker Panels | 293000 | 188694887.5 | 293000 | 188694887.5 | Anchorage | 17-I
| University of Alaska Anchorage | Fine Arts Building | Replace Building Distribution Emergency Circuit Wiring | 488000 | 189182887.5 | 488000 | 189182887.5 | Anchorage | 17-I
| University of Alaska Anchorage | Fine Arts Building | Replace Building Distribution Main Building Panels/Switchgear | 78000 | 189260887.5 | 78000 | 189260887.5 | Anchorage | 17-I
| University of Alaska Anchorage | Fine Arts Building | Replace Building Distribution Secondary Transformer | 976000 | 190236887.5 | 976000 | 190236887.5 | Anchorage | 17-I
| University of Alaska Anchorage | Fine Arts Building | Replace Camera Room Exhaust Fan | 5000 | 190241887.5 | 5000 | 190241887.5 | Anchorage | 17-I
| University of Alaska Anchorage | Fine Arts Building | Replace Ceilings Drop Ceiling Replacement | 520000 | 190761887.5 | 520000 | 190761887.5 | Anchorage | 17-I
| University of Alaska Anchorage | Fine Arts Building | Replace Ceilings Fixed Ceiling Replacement | 1171000 | 191932887.5 | 1171000 | 191932887.5 | Anchorage | 17-I
| University of Alaska Anchorage | Fine Arts Building | Replace Ceramics Kiln Exhaust Fan Low Roof Area A Hazard From Dust- Wear N95 Respirator | 10000 | 191942887.5 | 10000 | 191942887.5 | Anchorage | 17-I
| University of Alaska Anchorage | Fine Arts Building | Replace Control Air Compressor Above Generator | 16000 | 191958887.5 | 16000 | 191958887.5 | Anchorage | 17-I
| University of Alaska Anchorage | Fine Arts Building | Replace Dcw Pump 5 | 8000 | 191966887.5 | 8000 | 191966887.5 | Anchorage | 17-I
| University of Alaska Anchorage | Fine Arts Building | Replace Dcw Pump 6 | 8000 | 191974887.5 | 8000 | 191974887.5 | Anchorage | 17-I
| University of Alaska Anchorage | Fine Arts Building | Replace Dhw Pump 7 | 8000 | 191982887.5 | 8000 | 191982887.5 | Anchorage | 17-I
| University of Alaska Anchorage | Fine Arts Building | Replace Dom Hw Traingle Tube Heat Exchanger | 23000 | 192005887.5 | 23000 | 192005887.5 | Anchorage | 17-I
| University of Alaska Anchorage | Fine Arts Building | Replace Dom Hw Triangle Tube Heat Exhanger | 23000 | 192028887.5 | 23000 | 192028887.5 | Anchorage | 17-I
| University of Alaska Anchorage | Fine Arts Building | Replace Drawing Room 101 Exhaust Fan High Roof Area A | 10000 | 192038887.5 | 10000 | 192038887.5 | Anchorage | 17-I
| University of Alaska Anchorage | Fine Arts Building | Replace Electrical Room 111 Exhaust Fan | 5000 | 192043887.5 | 5000 | 192043887.5 | Anchorage | 17-I
| University of Alaska Anchorage | Fine Arts Building | Replace Elevator Freight 6000 Lbs | 500000 | 192543887.5 | 500000 | 192543887.5 | Anchorage | 17-I
| University of Alaska Anchorage | Fine Arts Building | Replace Elevator Passenger 2500 Lbs | 650000 | 193193887.5 | 650000 | 193193887.5 | Anchorage | 17-I
| University of Alaska Anchorage | Fine Arts Building | Replace Entry Way Heater By Rm 106B | 6000 | 193199887.5 | 6000 | 193199887.5 | Anchorage | 17-I
| University of Alaska Anchorage | Fine Arts Building | Replace Entry Way Heater By Rm 129 | 6000 | 193205887.5 | 6000 | 193205887.5 | Anchorage | 17-I
| University of Alaska Anchorage | Fine Arts Building | Replace Equipment Room 202 Exhaust Fan | 5000 | 193210887.5 | 5000 | 193210887.5 | Anchorage | 17-I
| University of Alaska Anchorage | Fine Arts Building | Replace Exhaust Fan | 275000 | 193485887.5 | 275000 | 193485887.5 | Anchorage | 17-I
| University of Alaska Anchorage | Fine Arts Building | Replace Exhaust Fan 57 | 5000 | 193490887.5 | 5000 | 193490887.5 | Anchorage | 17-I
| University of Alaska Anchorage | Fine Arts Building | Replace Exhaust Fan 58 | 5000 | 193495887.5 | 5000 | 193495887.5 | Anchorage | 17-I
| University of Alaska Anchorage | Fine Arts Building | Replace Exhaust Fan 59 | 5000 | 193500887.5 | 5000 | 193500887.5 | Anchorage | 17-I
| University of Alaska Anchorage | Fine Arts Building | Replace Exhaust Fan F-27 | 5000 | 193505887.5 | 5000 | 193505887.5 | Anchorage | 17-I
| University of Alaska Anchorage | Fine Arts Building | Replace Exhaust Fan F-60 | 5000 | 193510887.5 | 5000 | 193510887.5 | Anchorage | 17-I
| University of Alaska Anchorage | Fine Arts Building | Replace Exhaust Fan F-61 | 5000 | 193515887.5 | 5000 | 193515887.5 | Anchorage | 17-I
| University of Alaska Anchorage | Fine Arts Building | Replace Exhaust Fan F-62 | 5000 | 193520887.5 | 5000 | 193520887.5 | Anchorage | 17-I
| University of Alaska Anchorage | Fine Arts Building | Replace F7 Ftu 257 | 125000 | 193645887.5 | 125000 | 193645887.5 | Anchorage | 17-I
| University of Alaska Anchorage | Fine Arts Building | Replace F7 Ftu 271 | 125000 | 193770887.5 | 125000 | 193770887.5 | Anchorage | 17-I
| University of Alaska Anchorage | Fine Arts Building | Replace F7 Ftu 273 | 125000 | 193895887.5 | 125000 | 193895887.5 | Anchorage | 17-I
| University of Alaska Anchorage | Fine Arts Building | Replace F7 Ftu 276 | 125000 | 194020887.5 | 125000 | 194020887.5 | Anchorage | 17-I
| University of Alaska Anchorage | Fine Arts Building | Replace Fan Ahu1 Variable Speed Drive | 13000 | 194033887.5 | 13000 | 194033887.5 | Anchorage | 17-I
| University of Alaska Anchorage | Fine Arts Building | Replace Fan Ahu7 Variable Speed Drive | 13000 | 194046887.5 | 13000 | 194046887.5 | Anchorage | 17-I
| University of Alaska Anchorage | Fine Arts Building | Replace Fan Dx Unit For Comm Room | 39000 | 194085887.5 | 39000 | 194085887.5 | Anchorage | 17-I
| University of Alaska Anchorage | Fine Arts Building | Replace Filtration Fan 01 | 125000 | 194210887.5 | 125000 | 194210887.5 | Anchorage | 17-I
| University of Alaska Anchorage | Fine Arts Building | Replace Filtration Fan 02 | 125000 | 194335887.5 | 125000 | 194335887.5 | Anchorage | 17-I
| University of Alaska Anchorage | Fine Arts Building | Replace Filtration Fan 03 | 125000 | 194460887.5 | 125000 | 194460887.5 | Anchorage | 17-I
| University of Alaska Anchorage | Fine Arts Building | Replace Filtration Fan 04 | 125000 | 194585887.5 | 125000 | 194585887.5 | Anchorage | 17-I
| University of Alaska Anchorage | Fine Arts Building | Replace Filtration Fan 05 | 125000 | 194710887.5 | 125000 | 194710887.5 | Anchorage | 17-I
| University of Alaska Anchorage | Fine Arts Building | Replace Filtration Fan 06 | 125000 | 194835887.5 | 125000 | 194835887.5 | Anchorage | 17-I
| University of Alaska Anchorage | Fine Arts Building | Replace Filtration Fan 07 | 125000 | 194960887.5 | 125000 | 194960887.5 | Anchorage | 17-I
| University of Alaska Anchorage | Fine Arts Building | Replace Fire Curtain in Main Theater | 40000 | 195000887.5 | 40000 | 195000887.5 | Anchorage | 17-I
| University of Alaska Anchorage | Fine Arts Building | Replace Fire Protection/ Egress Exit Signage | 203000 | 195203887.5 | 203000 | 195203887.5 | Anchorage | 17-I
| University of Alaska Anchorage | Fine Arts Building | Replace Fixtures/Lighting Indoor Lighting | 1041000 | 196244887.5 | 1041000 | 196244887.5 | Anchorage | 17-I
| University of Alaska Anchorage | Fine Arts Building | Replace Fixtures/Lighting Outlets and Switches | 152000 | 196396887.5 | 152000 | 196396887.5 | Anchorage | 17-I
| University of Alaska Anchorage | Fine Arts Building | Replace Floors Carpet | 1093000 | 197489887.5 | 1093000 | 197489887.5 | Anchorage | 17-I
| University of Alaska Anchorage | Fine Arts Building | Replace Floors Tile | 125000 | 197614887.5 | 125000 | 197614887.5 | Anchorage | 17-I
| University of Alaska Anchorage | Fine Arts Building | Replace Floors Vinyl | 42000 | 197656887.5 | 42000 | 197656887.5 | Anchorage | 17-I
| University of Alaska Anchorage | Fine Arts Building | Replace Forced Air Heater Ah1 | 5000 | 197661887.5 | 5000 | 197661887.5 | Anchorage | 17-I
| University of Alaska Anchorage | Fine Arts Building | Replace Forced Air Heater Ah2 | 5000 | 197666887.5 | 5000 | 197666887.5 | Anchorage | 17-I
| University of Alaska Anchorage | Fine Arts Building | Replace Freight Elevator Machine Room Exhaust Fan | 5000 | 197671887.5 | 5000 | 197671887.5 | Anchorage | 17-I
| University of Alaska Anchorage | Fine Arts Building | Replace Generation Emergency/ Backup Generation | 81000 | 197752887.5 | 81000 | 197752887.5 | Anchorage | 17-I
| University of Alaska Anchorage | Fine Arts Building | Replace Glycol Coil Pump 3 | 8000 | 197760887.5 | 8000 | 197760887.5 | Anchorage | 17-I
| University of Alaska Anchorage | Fine Arts Building | Replace Glycol Coil Pump 4 | 8000 | 197768887.5 | 8000 | 197768887.5 | Anchorage | 17-I
| University of Alaska Anchorage | Fine Arts Building | Replace Glycol Piping | 4000000 | 201768887.5 | 4000000 | 201768887.5 | Anchorage | 17-I
| University of Alaska Anchorage | Fine Arts Building | Replace Glycol Rad Pump 1 | 8000 | 201776887.5 | 8000 | 201776887.5 | Anchorage | 17-I
| University of Alaska Anchorage | Fine Arts Building | Replace Glycol Rad Pump 2 | 8000 | 201784887.5 | 8000 | 201784887.5 | Anchorage | 17-I
| University of Alaska Anchorage | Fine Arts Building | Replace Gutters & Leaders Leaders- Interior Qty 30 | 2000 | 201786887.5 | 2000 | 201786887.5 | Anchorage | 17-I
| University of Alaska Anchorage | Fine Arts Building | Replace Interior Doors & Doorways | 1225000 | 203011887.5 | 1225000 | 203011887.5 | Anchorage | 17-I
| University of Alaska Anchorage | Fine Arts Building | Replace Loading Dock Overhead Door | 25000 | 203036887.5 | 25000 | 203036887.5 | Anchorage | 17-I
| University of Alaska Anchorage | Fine Arts Building | Replace Loading Dock Overhead Door Entryway Heater | 6000 | 203042887.5 | 6000 | 203042887.5 | Anchorage | 17-I
| University of Alaska Anchorage | Fine Arts Building | Replace Main Entry Heater N | 6000 | 203048887.5 | 6000 | 203048887.5 | Anchorage | 17-I
| University of Alaska Anchorage | Fine Arts Building | Replace Main Entry Heater S | 6000 | 203054887.5 | 6000 | 203054887.5 | Anchorage | 17-I
| University of Alaska Anchorage | Fine Arts Building | Replace Makeup Pump 5 | 8000 | 203062887.5 | 8000 | 203062887.5 | Anchorage | 17-I
| University of Alaska Anchorage | Fine Arts Building | Replace Mau F43 | 78000 | 203140887.5 | 78000 | 203140887.5 | Anchorage | 17-I
| University of Alaska Anchorage | Fine Arts Building | Replace Nw Entry Heater | 6000 | 203146887.5 | 6000 | 203146887.5 | Anchorage | 17-I
| University of Alaska Anchorage | Fine Arts Building | Replace Openings Exterior Doors | 250000 | 203396887.5 | 250000 | 203396887.5 | Anchorage | 17-I
| University of Alaska Anchorage | Fine Arts Building | Replace Openings Windows - Medium | 525000 | 203921887.5 | 525000 | 203921887.5 | Anchorage | 17-I
| University of Alaska Anchorage | Fine Arts Building | Replace Paint Room 102 Exhaust Fan High Roof Area A | 10000 | 203931887.5 | 10000 | 203931887.5 | Anchorage | 17-I
| University of Alaska Anchorage | Fine Arts Building | Replace Photo Lab Exhaust Fan High Roof Area A | 5000 | 203936887.5 | 5000 | 203936887.5 | Anchorage | 17-I
| University of Alaska Anchorage | Fine Arts Building | Replace Piping | 1952000 | 205888887.5 | 1952000 | 205888887.5 | Anchorage | 17-I
| University of Alaska Anchorage | Fine Arts Building | Replace Print Shop Exhaust Fan High Roof Area A | 25000 | 205913887.5 | 25000 | 205913887.5 | Anchorage | 17-I
| University of Alaska Anchorage | Fine Arts Building | Replace Print Shop Exhuast Fan High Roof Area A | 5000 | 205918887.5 | 5000 | 205918887.5 | Anchorage | 17-I
| University of Alaska Anchorage | Fine Arts Building | Replace Purafil Fan F11 | 125000 | 206043887.5 | 125000 | 206043887.5 | Anchorage | 17-I
| University of Alaska Anchorage | Fine Arts Building | Replace Purafil Fan F12 | 125000 | 206168887.5 | 125000 | 206168887.5 | Anchorage | 17-I
| University of Alaska Anchorage | Fine Arts Building | Replace Purafil Fan F13 | 125000 | 206293887.5 | 125000 | 206293887.5 | Anchorage | 17-I
| University of Alaska Anchorage | Fine Arts Building | Replace Purafil Fan F14 | 125000 | 206418887.5 | 125000 | 206418887.5 | Anchorage | 17-I
| University of Alaska Anchorage | Fine Arts Building | Replace Relief Fan 4A | 125000 | 206543887.5 | 125000 | 206543887.5 | Anchorage | 17-I
| University of Alaska Anchorage | Fine Arts Building | Replace Relief Fan 4B | 125000 | 206668887.5 | 125000 | 206668887.5 | Anchorage | 17-I
| University of Alaska Anchorage | Fine Arts Building | Replace Return Fan F-28 | 125000 | 206793887.5 | 125000 | 206793887.5 | Anchorage | 17-I
| University of Alaska Anchorage | Fine Arts Building | Replace Return Fan F-35 | 125000 | 206918887.5 | 125000 | 206918887.5 | Anchorage | 17-I
| University of Alaska Anchorage | Fine Arts Building | Replace Return Fan F-37 | 125000 | 207043887.5 | 125000 | 207043887.5 | Anchorage | 17-I
| University of Alaska Anchorage | Fine Arts Building | Replace Rtu Mau-2 | 78000 | 207121887.5 | 78000 | 207121887.5 | Anchorage | 17-I
| University of Alaska Anchorage | Fine Arts Building | Replace Scene Shop Overhead Door | 25000 | 207146887.5 | 25000 | 207146887.5 | Anchorage | 17-I
| University of Alaska Anchorage | Fine Arts Building | Replace Sculpture Lab 112 Exhaust Fan Low Roof Area A | 10000 | 207156887.5 | 10000 | 207156887.5 | Anchorage | 17-I
| University of Alaska Anchorage | Fine Arts Building | Replace Sculpture Rm Overhead Door | 25000 | 207181887.5 | 25000 | 207181887.5 | Anchorage | 17-I
| University of Alaska Anchorage | Fine Arts Building | Replace Secondary Service Motor Control Center | 375000 | 207556887.5 | 375000 | 207556887.5 | Anchorage | 17-I
| University of Alaska Anchorage | Fine Arts Building | Replace Shop Air Compressor | 16000 | 207572887.5 | 16000 | 207572887.5 | Anchorage | 17-I
| University of Alaska Anchorage | Fine Arts Building | Replace Shop Air Compressor Above Generator | 16000 | 207588887.5 | 16000 | 207588887.5 | Anchorage | 17-I
| University of Alaska Anchorage | Fine Arts Building | Replace Siemens Xls Annuciator Panel | 133000 | 207721887.5 | 133000 | 207721887.5 | Anchorage | 17-I
| University of Alaska Anchorage | Fine Arts Building | Replace Siemens Xls Fire Alarm Panel | 133000 | 207854887.5 | 133000 | 207854887.5 | Anchorage | 17-I
| University of Alaska Anchorage | Fine Arts Building | Replace Specialty Equipment Lab Use (Eye Wash/ Showers) | 5000 | 207859887.5 | 5000 | 207859887.5 | Anchorage | 17-I
| University of Alaska Anchorage | Fine Arts Building | Replace Spray Booth Exhaust Fan Low Roof Area A | 5000 | 207864887.5 | 5000 | 207864887.5 | Anchorage | 17-I
| University of Alaska Anchorage | Fine Arts Building | Replace Spray Booth Room 102 Exhaust Fan High Roof Area A | 5000 | 207869887.5 | 5000 | 207869887.5 | Anchorage | 17-I
| University of Alaska Anchorage | Fine Arts Building | Replace Strand Lighting System | 350000 | 208219887.5 | 350000 | 208219887.5 | Anchorage | 17-I
| University of Alaska Anchorage | Fine Arts Building | Replace Structural Exterior Stairs | 2000 | 208221887.5 | 2000 | 208221887.5 | Anchorage | 17-I
| University of Alaska Anchorage | Fine Arts Building | Replace Structural Siding | 122000 | 208343887.5 | 122000 | 208343887.5 | Anchorage | 17-I
| University of Alaska Anchorage | Fine Arts Building | Replace Supply Fan F-26 | 125000 | 208468887.5 | 125000 | 208468887.5 | Anchorage | 17-I
| University of Alaska Anchorage | Fine Arts Building | Replace Supply Piping Building Distribution | 2277000 | 210745887.5 | 2277000 | 210745887.5 | Anchorage | 17-I
| University of Alaska Anchorage | Fine Arts Building | Replace Sw Entry Heater | 6000 | 210751887.5 | 6000 | 210751887.5 | Anchorage | 17-I
| University of Alaska Anchorage | Fine Arts Building | Replace Toe Warmer | 15000 | 210766887.5 | 15000 | 210766887.5 | Anchorage | 17-I
| University of Alaska Anchorage | Fine Arts Building | Replace Toilet Exhaust Fan F-6 | 5000 | 210771887.5 | 5000 | 210771887.5 | Anchorage | 17-I
| University of Alaska Anchorage | Fine Arts Building | Replace Toilet Exhaust Fan High Roof Area B | 10000 | 210781887.5 | 10000 | 210781887.5 | Anchorage | 17-I
| University of Alaska Anchorage | Fine Arts Building | Replace Transfer Fan 36 | 125000 | 210906887.5 | 125000 | 210906887.5 | Anchorage | 17-I
| University of Alaska Anchorage | Fine Arts Building | Replace Transfer Fan 38 | 125000 | 211031887.5 | 125000 | 211031887.5 | Anchorage | 17-I
| University of Alaska Anchorage | Fine Arts Building | Replace Transfer Fan 44 | 125000 | 211156887.5 | 125000 | 211156887.5 | Anchorage | 17-I
| University of Alaska Anchorage | Fine Arts Building | Replace Transfer Fan 46 | 125000 | 211281887.5 | 125000 | 211281887.5 | Anchorage | 17-I
| University of Alaska Anchorage | Fine Arts Building | Replace Transfer Fan 47 | 125000 | 211406887.5 | 125000 | 211406887.5 | Anchorage | 17-I
| University of Alaska Anchorage | Fine Arts Building | Replace Transfer Fan 48 | 125000 | 211531887.5 | 125000 | 211531887.5 | Anchorage | 17-I
| University of Alaska Anchorage | Fine Arts Building | Replace Transfer Fan 49 | 125000 | 211656887.5 | 125000 | 211656887.5 | Anchorage | 17-I
| University of Alaska Anchorage | Fine Arts Building | Replace Transfer Fan 5A | 125000 | 211781887.5 | 125000 | 211781887.5 | Anchorage | 17-I
| University of Alaska Anchorage | Fine Arts Building | Replace Transfer Fan 5B | 125000 | 211906887.5 | 125000 | 211906887.5 | Anchorage | 17-I
| University of Alaska Anchorage | Fine Arts Building | Replace Transfer Fan 9A | 125000 | 212031887.5 | 125000 | 212031887.5 | Anchorage | 17-I
| University of Alaska Anchorage | Fine Arts Building | Replace Transfer Fan 9B | 125000 | 212156887.5 | 125000 | 212156887.5 | Anchorage | 17-I
| University of Alaska Anchorage | Fine Arts Building | Replace Walls Painting | 729000 | 212885887.5 | 729000 | 212885887.5 | Anchorage | 17-I
| University of Alaska Anchorage | Fine Arts Building | Replace Waste Piping Drainage Piping & Drains | 1626000 | 214511887.5 | 1626000 | 214511887.5 | Anchorage | 17-I
| University of Alaska Anchorage | Fine Arts Building | Replace West Entry Heater | 6000 | 214517887.5 | 6000 | 214517887.5 | Anchorage | 17-I
| University of Alaska Anchorage | Fine Arts Building | Upgrade to full electronic DDC - Hybrid system currently in place | 105000 | 214622887.5 | 105000 | 214622887.5 | Anchorage | 17-I
| University of Alaska Anchorage | Goose Lake Townhomes | Interior Wall Painting | 50000 | 214672887.5 | 50000 | 214672887.5 | Anchorage | 17-I
| University of Alaska Anchorage | Goose Lake Townhomes | Other - Ext. Shell | 10000 | 214682887.5 | 10000 | 214682887.5 | Anchorage | 17-I
| University of Alaska Anchorage | Goose Lake Townhomes | Replace 2 in. x 2 in. thin set ceramic tile floor | 20000 | 214702887.5 | 20000 | 214702887.5 | Anchorage | 17-I
| University of Alaska Anchorage | Goose Lake Townhomes | Replace 3'-0 by 7'-0 aluminum storefront doors | 16000 | 214718887.5 | 16000 | 214718887.5 | Anchorage | 17-I
| University of Alaska Anchorage | Goose Lake Townhomes | Replace aluminum dounspout | 24000 | 214742887.5 | 24000 | 214742887.5 | Anchorage | 17-I
| University of Alaska Anchorage | Goose Lake Townhomes | Replace aluminum gutter | 2000 | 214744887.5 | 2000 | 214744887.5 | Anchorage | 17-I
| University of Alaska Anchorage | Goose Lake Townhomes | Replace carpet | 69000 | 214813887.5 | 69000 | 214813887.5 | Anchorage | 17-I
| University of Alaska Anchorage | Goose Lake Townhomes | Replace furnace, gas | 32000 | 214845887.5 | 32000 | 214845887.5 | Anchorage | 17-I
| University of Alaska Anchorage | Goose Lake Townhomes | Replace water heater, gas / oil | 16000 | 214861887.5 | 16000 | 214861887.5 | Anchorage | 17-I
| University of Alaska Anchorage | Goose Lake Townhomes | Replace with pex piping | 239000 | 215100887.5 | 239000 | 215100887.5 | Anchorage | 17-I
| University of Alaska Anchorage | Goose Lake Townhomes | Total asphalt shingle roof replacement | 83000 | 215183887.5 | 83000 | 215183887.5 | Anchorage | 17-I
| University of Alaska Anchorage | Gorsuch, Edward Lee Commons | 5 ea. 9348 Switches, 1 ea. 9410 switch, 1 Firewall. 1 UPS | 178000 | 215361887.5 | 178000 | 215361887.5 | Anchorage | 17-I
| University of Alaska Anchorage | Gorsuch, Edward Lee Commons | Reaplce Women's Large Restroom | 78000 | 215439887.5 | 78000 | 215439887.5 | Anchorage | 17-I
| University of Alaska Anchorage | Gorsuch, Edward Lee Commons | Recaulking Building Exteriors | 24000 | 215463887.5 | 24000 | 215463887.5 | Anchorage | 17-I
| University of Alaska Anchorage | Gorsuch, Edward Lee Commons | Replace | 19000 | 215482887.5 | 19000 | 215482887.5 | Anchorage | 17-I
| University of Alaska Anchorage | Gorsuch, Edward Lee Commons | Replace 2 small Restrooms | 44000 | 215526887.5 | 44000 | 215526887.5 | Anchorage | 17-I
| University of Alaska Anchorage | Gorsuch, Edward Lee Commons | Replace ADA Accessible Door 1 | 10000 | 215536887.5 | 10000 | 215536887.5 | Anchorage | 17-I
| University of Alaska Anchorage | Gorsuch, Edward Lee Commons | Replace Air Curtain Heater 36" | 5000 | 215541887.5 | 5000 | 215541887.5 | Anchorage | 17-I
| University of Alaska Anchorage | Gorsuch, Edward Lee Commons | Replace Boiler 1D Alaska #2K8903 | 409000 | 215950887.5 | 409000 | 215950887.5 | Anchorage | 17-I
| University of Alaska Anchorage | Gorsuch, Edward Lee Commons | Replace Boiler 2D Alaska #2K9904 | 409000 | 216359887.5 | 409000 | 216359887.5 | Anchorage | 17-I
| University of Alaska Anchorage | Gorsuch, Edward Lee Commons | Replace Boiler Circ Pump 3D | 8000 | 216367887.5 | 8000 | 216367887.5 | Anchorage | 17-I
| University of Alaska Anchorage | Gorsuch, Edward Lee Commons | Replace Boiler Circ Pump 4D | 8000 | 216375887.5 | 8000 | 216375887.5 | Anchorage | 17-I
| University of Alaska Anchorage | Gorsuch, Edward Lee Commons | Replace Boiler Room Makeup Air Fan Cf 1D | 78000 | 216453887.5 | 78000 | 216453887.5 | Anchorage | 17-I
| University of Alaska Anchorage | Gorsuch, Edward Lee Commons | Replace Building Distribution Circuit Breaker Panels | 77000 | 216530887.5 | 77000 | 216530887.5 | Anchorage | 17-I
| University of Alaska Anchorage | Gorsuch, Edward Lee Commons | Replace Ceilings Drop Ceiling Replacement | 102000 | 216632887.5 | 102000 | 216632887.5 | Anchorage | 17-I
| University of Alaska Anchorage | Gorsuch, Edward Lee Commons | Replace Ceilings Fixed Ceiling Replacement | 358000 | 216990887.5 | 358000 | 216990887.5 | Anchorage | 17-I
| University of Alaska Anchorage | Gorsuch, Edward Lee Commons | Replace Chilled Water Pump 10D | 8000 | 216998887.5 | 8000 | 216998887.5 | Anchorage | 17-I
| University of Alaska Anchorage | Gorsuch, Edward Lee Commons | Replace Chiller | 5000 | 217003887.5 | 5000 | 217003887.5 | Anchorage | 17-I
| University of Alaska Anchorage | Gorsuch, Edward Lee Commons | Replace Comm Room A/C Unit | 78000 | 217081887.5 | 78000 | 217081887.5 | Anchorage | 17-I
| University of Alaska Anchorage | Gorsuch, Edward Lee Commons | Replace Commons Dining Hall Annual Roof Pm (Shingles And Tpo (small)) | 493000 | 217574887.5 | 493000 | 217574887.5 | Anchorage | 17-I
| University of Alaska Anchorage | Gorsuch, Edward Lee Commons | Replace Commons Exit Signs | 53000 | 217627887.5 | 53000 | 217627887.5 | Anchorage | 17-I
| University of Alaska Anchorage | Gorsuch, Edward Lee Commons | Replace DHW Boilers | 107000 | 217734887.5 | 107000 | 217734887.5 | Anchorage | 17-I
| University of Alaska Anchorage | Gorsuch, Edward Lee Commons | Replace Dhw Pump 9D | 8000 | 217742887.5 | 8000 | 217742887.5 | Anchorage | 17-I
| University of Alaska Anchorage | Gorsuch, Edward Lee Commons | Replace Domestic Hot Water Pump 7D | 8000 | 217750887.5 | 8000 | 217750887.5 | Anchorage | 17-I
| University of Alaska Anchorage | Gorsuch, Edward Lee Commons | Replace Est3 Fire Alarm System | 133000 | 217883887.5 | 133000 | 217883887.5 | Anchorage | 17-I
| University of Alaska Anchorage | Gorsuch, Edward Lee Commons | Replace Evo High Efficiency On Demand Water Heater Cascade Lead | 12000 | 217895887.5 | 12000 | 217895887.5 | Anchorage | 17-I
| University of Alaska Anchorage | Gorsuch, Edward Lee Commons | Replace Evo High Efficiency On Demand Water Heater Lag 1 | 12000 | 217907887.5 | 12000 | 217907887.5 | Anchorage | 17-I
| University of Alaska Anchorage | Gorsuch, Edward Lee Commons | Replace Evo High Efficiency On Demand Water Heater Lag 2 | 12000 | 217919887.5 | 12000 | 217919887.5 | Anchorage | 17-I
| University of Alaska Anchorage | Gorsuch, Edward Lee Commons | Replace Evo High Efficiency On Demand Water Heater Lag3 | 12000 | 217931887.5 | 12000 | 217931887.5 | Anchorage | 17-I
| University of Alaska Anchorage | Gorsuch, Edward Lee Commons | Replace Expansion Tank Et-1 | 23000 | 217954887.5 | 23000 | 217954887.5 | Anchorage | 17-I
| University of Alaska Anchorage | Gorsuch, Edward Lee Commons | Replace Expansion Tank Et-2 | 23000 | 217977887.5 | 23000 | 217977887.5 | Anchorage | 17-I
| University of Alaska Anchorage | Gorsuch, Edward Lee Commons | Replace Expansion Tank Et-3D | 23000 | 218000887.5 | 23000 | 218000887.5 | Anchorage | 17-I
| University of Alaska Anchorage | Gorsuch, Edward Lee Commons | Replace Fire Alarm Annunciator Panel | 133000 | 218133887.5 | 133000 | 218133887.5 | Anchorage | 17-I
| University of Alaska Anchorage | Gorsuch, Edward Lee Commons | Replace Fire Protection/ Egress Exit Signage | 53000 | 218186887.5 | 53000 | 218186887.5 | Anchorage | 17-I
| University of Alaska Anchorage | Gorsuch, Edward Lee Commons | Replace Fixtures & Fittings Faucets & Sinks - Kitchen Sinks/Sprayers/Faucets | 52000 | 218238887.5 | 52000 | 218238887.5 | Anchorage | 17-I
| University of Alaska Anchorage | Gorsuch, Edward Lee Commons | Replace Fixtures/Lighting Indoor Lighting | 273000 | 218511887.5 | 273000 | 218511887.5 | Anchorage | 17-I
| University of Alaska Anchorage | Gorsuch, Edward Lee Commons | Replace Fixtures/Lighting Outlets and Switches | 73000 | 218584887.5 | 73000 | 218584887.5 | Anchorage | 17-I
| University of Alaska Anchorage | Gorsuch, Edward Lee Commons | Replace Floors Carpet | 205000 | 218789887.5 | 205000 | 218789887.5 | Anchorage | 17-I
| University of Alaska Anchorage | Gorsuch, Edward Lee Commons | Replace Floors Tile | 65000 | 218854887.5 | 65000 | 218854887.5 | Anchorage | 17-I
| University of Alaska Anchorage | Gorsuch, Edward Lee Commons | Replace Floors Vinyl | 33000 | 218887887.5 | 33000 | 218887887.5 | Anchorage | 17-I
| University of Alaska Anchorage | Gorsuch, Edward Lee Commons | Replace Glycol Fill Tank Gt-1 | 2000 | 218889887.5 | 2000 | 218889887.5 | Anchorage | 17-I
| University of Alaska Anchorage | Gorsuch, Edward Lee Commons | Replace Glycol Fill Tank Gt-3 | 2000 | 218891887.5 | 2000 | 218891887.5 | Anchorage | 17-I
| University of Alaska Anchorage | Gorsuch, Edward Lee Commons | Replace Glycol Makeup Pump 5D | 8000 | 218899887.5 | 8000 | 218899887.5 | Anchorage | 17-I
| University of Alaska Anchorage | Gorsuch, Edward Lee Commons | Replace Glycol Piping | 1750000 | 220649887.5 | 1750000 | 220649887.5 | Anchorage | 17-I
| University of Alaska Anchorage | Gorsuch, Edward Lee Commons | Replace Glycol Pump 1D | 8000 | 220657887.5 | 8000 | 220657887.5 | Anchorage | 17-I
| University of Alaska Anchorage | Gorsuch, Edward Lee Commons | Replace Glycol Pump 2D | 8000 | 220665887.5 | 8000 | 220665887.5 | Anchorage | 17-I
| University of Alaska Anchorage | Gorsuch, Edward Lee Commons | Replace Interior Doors & Doorways | 255000 | 220920887.5 | 255000 | 220920887.5 | Anchorage | 17-I
| University of Alaska Anchorage | Gorsuch, Edward Lee Commons | Replace Kitchen Entryway Heater 3D | 6000 | 220926887.5 | 6000 | 220926887.5 | Anchorage | 17-I
| University of Alaska Anchorage | Gorsuch, Edward Lee Commons | Replace Kitchen Exhaust Fan 1D - Main Hood | 5000 | 220931887.5 | 5000 | 220931887.5 | Anchorage | 17-I
| University of Alaska Anchorage | Gorsuch, Edward Lee Commons | Replace Kitchen Exhaust Fan 2D - Main Hood | 5000 | 220936887.5 | 5000 | 220936887.5 | Anchorage | 17-I
| University of Alaska Anchorage | Gorsuch, Edward Lee Commons | Replace Kitchen Exhaust Fan 3D - Pizza Hood | 5000 | 220941887.5 | 5000 | 220941887.5 | Anchorage | 17-I
| University of Alaska Anchorage | Gorsuch, Edward Lee Commons | Replace Kitchen Exhaust Fan 4D- Wok Hood | 5000 | 220946887.5 | 5000 | 220946887.5 | Anchorage | 17-I
| University of Alaska Anchorage | Gorsuch, Edward Lee Commons | Replace Kitchen Exhaust Fan 5D Bakery | 5000 | 220951887.5 | 5000 | 220951887.5 | Anchorage | 17-I
| University of Alaska Anchorage | Gorsuch, Edward Lee Commons | Replace Kitchen Exhaust Fan 6D- Hamburger Hood | 5000 | 220956887.5 | 5000 | 220956887.5 | Anchorage | 17-I
| University of Alaska Anchorage | Gorsuch, Edward Lee Commons | Replace Men's Large Restroom | 219000 | 221175887.5 | 219000 | 221175887.5 | Anchorage | 17-I
| University of Alaska Anchorage | Gorsuch, Edward Lee Commons | Replace Openings Exterior Doors | 234000 | 221409887.5 | 234000 | 221409887.5 | Anchorage | 17-I
| University of Alaska Anchorage | Gorsuch, Edward Lee Commons | Replace Piping | 512000 | 221921887.5 | 512000 | 221921887.5 | Anchorage | 17-I
| University of Alaska Anchorage | Gorsuch, Edward Lee Commons | Replace Relief Fan Rf-1Da | 125000 | 222046887.5 | 125000 | 222046887.5 | Anchorage | 17-I
| University of Alaska Anchorage | Gorsuch, Edward Lee Commons | Replace Relief Fan Rf-1Db | 125000 | 222171887.5 | 125000 | 222171887.5 | Anchorage | 17-I
| University of Alaska Anchorage | Gorsuch, Edward Lee Commons | Replace Relief Fan Rf-2D | 125000 | 222296887.5 | 125000 | 222296887.5 | Anchorage | 17-I
| University of Alaska Anchorage | Gorsuch, Edward Lee Commons | Replace Rf-1Da Variable Speed Drive | 13000 | 222309887.5 | 13000 | 222309887.5 | Anchorage | 17-I
| University of Alaska Anchorage | Gorsuch, Edward Lee Commons | Replace Rf-1Db Variable Speed Drive | 13000 | 222322887.5 | 13000 | 222322887.5 | Anchorage | 17-I
| University of Alaska Anchorage | Gorsuch, Edward Lee Commons | Replace Rf-2D Variable Speed Drive | 13000 | 222335887.5 | 13000 | 222335887.5 | Anchorage | 17-I
| University of Alaska Anchorage | Gorsuch, Edward Lee Commons | Replace roofing | 100000 | 222435887.5 | 100000 | 222435887.5 | Anchorage | 17-I
| University of Alaska Anchorage | Gorsuch, Edward Lee Commons | Replace Shd Kitchen Mau-1 | 78000 | 222513887.5 | 78000 | 222513887.5 | Anchorage | 17-I
| University of Alaska Anchorage | Gorsuch, Edward Lee Commons | Replace Structural Exterior Stairs | 4000 | 222517887.5 | 4000 | 222517887.5 | Anchorage | 17-I
| University of Alaska Anchorage | Gorsuch, Edward Lee Commons | Replace Supply Fan Ahu F1D | 555000 | 223072887.5 | 555000 | 223072887.5 | Anchorage | 17-I
| University of Alaska Anchorage | Gorsuch, Edward Lee Commons | Replace Supply Fan Ahu F2D | 550000 | 223622887.5 | 550000 | 223622887.5 | Anchorage | 17-I
| University of Alaska Anchorage | Gorsuch, Edward Lee Commons | Replace Supply Piping Building Distribution | 597000 | 224219887.5 | 597000 | 224219887.5 | Anchorage | 17-I
| University of Alaska Anchorage | Gorsuch, Edward Lee Commons | Replace Toilet Exhaust Fan 7D | 5000 | 224224887.5 | 5000 | 224224887.5 | Anchorage | 17-I
| University of Alaska Anchorage | Gorsuch, Edward Lee Commons | Replace Toilet Exhaust Fan 8D | 5000 | 224229887.5 | 5000 | 224229887.5 | Anchorage | 17-I
| University of Alaska Anchorage | Gorsuch, Edward Lee Commons | Replace Ventilation Fume Hoods - Kitchen | 117000 | 224346887.5 | 117000 | 224346887.5 | Anchorage | 17-I
| University of Alaska Anchorage | Gorsuch, Edward Lee Commons | Replace Walls Painting | 191000 | 224537887.5 | 191000 | 224537887.5 | Anchorage | 17-I
| University of Alaska Anchorage | Gorsuch, Edward Lee Commons | Replace Waste Piping Drainage Piping & Drains | 426000 | 224963887.5 | 426000 | 224963887.5 | Anchorage | 17-I
| University of Alaska Anchorage | Gorsuch, Edward Lee Commons | Some cabling needs to be replaced | 80000 | 225043887.5 | 80000 | 225043887.5 | Anchorage | 17-I
| University of Alaska Anchorage | Gorsuch, Edward Lee Commons | Upgrade to electronic DDC | 27000 | 225070887.5 | 27000 | 225070887.5 | Anchorage | 17-I
| University of Alaska Anchorage | Greenhouse | Refinish Floors Concrete | 8000 | 225078887.5 | 8000 | 225078887.5 | Anchorage | 17-I
| University of Alaska Anchorage | Greenhouse | Replace 75 Gallon Gas Fire Water Heater | 3000 | 225081887.5 | 3000 | 225081887.5 | Anchorage | 17-I
| University of Alaska Anchorage | Greenhouse | Replace Building Distribution Building Wiring | 32000 | 225113887.5 | 32000 | 225113887.5 | Anchorage | 17-I
| University of Alaska Anchorage | Greenhouse | Replace Fixtures & Fittings Faucets & Sinks | 4000 | 225117887.5 | 4000 | 225117887.5 | Anchorage | 17-I
| University of Alaska Anchorage | Greenhouse | Replace Fixtures/Lighting Indoor Lighting | 17000 | 225134887.5 | 17000 | 225134887.5 | Anchorage | 17-I
| University of Alaska Anchorage | Greenhouse | Replace Fixtures/Lighting Outlets and Switches | 1000 | 225135887.5 | 1000 | 225135887.5 | Anchorage | 17-I
| University of Alaska Anchorage | Greenhouse | Replace Grnhse Annual Roof Pm (Plastic Poly Panels) | 44000 | 225179887.5 | 44000 | 225179887.5 | Anchorage | 17-I
| University of Alaska Anchorage | Greenhouse | Replace Gutters | 2000 | 225181887.5 | 2000 | 225181887.5 | Anchorage | 17-I
| University of Alaska Anchorage | Greenhouse | Replace Interior Doors & Doorways | 5000 | 225186887.5 | 5000 | 225186887.5 | Anchorage | 17-I
| University of Alaska Anchorage | Greenhouse | Replace Openings Exterior Doors | 31000 | 225217887.5 | 31000 | 225217887.5 | Anchorage | 17-I
| University of Alaska Anchorage | Greenhouse | Replace Structural Siding | 2000 | 225219887.5 | 2000 | 225219887.5 | Anchorage | 17-I
| University of Alaska Anchorage | Greenhouse Storage | Replace Building Distribution Building Wiring | 4000 | 225223887.5 | 4000 | 225223887.5 | Anchorage | 17-I
| University of Alaska Anchorage | Greenhouse Storage | Replace Ext. Painting Panels | 2000 | 225225887.5 | 2000 | 225225887.5 | Anchorage | 17-I
| University of Alaska Anchorage | Greenhouse Storage | Replace Ext. Painting Windows (Trim) | 1000 | 225226887.5 | 1000 | 225226887.5 | Anchorage | 17-I
| University of Alaska Anchorage | Greenhouse Storage | Replace exterior leaders | 11000 | 225237887.5 | 11000 | 225237887.5 | Anchorage | 17-I
| University of Alaska Anchorage | Greenhouse Storage | Replace Fixtures/Lighting Indoor Lighting | 2000 | 225239887.5 | 2000 | 225239887.5 | Anchorage | 17-I
| University of Alaska Anchorage | Greenhouse Storage | Replace Fixtures/Lighting Outlets and Switches | 1000 | 225240887.5 | 1000 | 225240887.5 | Anchorage | 17-I
| University of Alaska Anchorage | Greenhouse Storage | Replace Grnhse Storage Annual Roof Pm (Shingles) | 4000 | 225244887.5 | 4000 | 225244887.5 | Anchorage | 17-I
| University of Alaska Anchorage | Greenhouse Storage | Replace Gutters | 1000 | 225245887.5 | 1000 | 225245887.5 | Anchorage | 17-I
| University of Alaska Anchorage | Greenhouse Storage | Replace Interior Doors & Doorways | 5000 | 225250887.5 | 5000 | 225250887.5 | Anchorage | 17-I
| University of Alaska Anchorage | Greenhouse Storage | Replace Openings Exterior Doors | 10000 | 225260887.5 | 10000 | 225260887.5 | Anchorage | 17-I
| University of Alaska Anchorage | Grounds Equipment Shop | Replace Building Distribution Building Wiring | 4000 | 225264887.5 | 4000 | 225264887.5 | Anchorage | 17-I
| University of Alaska Anchorage | Grounds Equipment Shop | Replace Building Distribution Circuit Breaker Panels | 1000 | 225265887.5 | 1000 | 225265887.5 | Anchorage | 17-I
| University of Alaska Anchorage | Grounds Equipment Shop | Replace Ext. Painting Panels | 2000 | 225267887.5 | 2000 | 225267887.5 | Anchorage | 17-I
| University of Alaska Anchorage | Grounds Equipment Shop | Replace Fixtures/Lighting Indoor Lighting | 2000 | 225269887.5 | 2000 | 225269887.5 | Anchorage | 17-I
| University of Alaska Anchorage | Grounds Equipment Shop | Replace Fixtures/Lighting Outlets and Switches | 1000 | 225270887.5 | 1000 | 225270887.5 | Anchorage | 17-I
| University of Alaska Anchorage | Grounds Equipment Shop | Replace Openings Exterior Doors | 16000 | 225286887.5 | 16000 | 225286887.5 | Anchorage | 17-I
| University of Alaska Anchorage | Grounds Irrigation Equipment Shop | Replace Building Distribution Building Wiring | 4000 | 225290887.5 | 4000 | 225290887.5 | Anchorage | 17-I
| University of Alaska Anchorage | Grounds Irrigation Equipment Shop | Replace Building Distribution Circuit Breaker Panels | 1000 | 225291887.5 | 1000 | 225291887.5 | Anchorage | 17-I
| University of Alaska Anchorage | Grounds Irrigation Equipment Shop | Replace Fixtures/Lighting Indoor Lighting | 2000 | 225293887.5 | 2000 | 225293887.5 | Anchorage | 17-I
| University of Alaska Anchorage | Grounds Irrigation Equipment Shop | Replace Fixtures/Lighting Outlets and Switches | 1000 | 225294887.5 | 1000 | 225294887.5 | Anchorage | 17-I
| University of Alaska Anchorage | Grounds Irrigation Equipment Shop | Replace Grnds Irrigation Shop Annual Roof Pm (Shingles) | 4000 | 225298887.5 | 4000 | 225298887.5 | Anchorage | 17-I
| University of Alaska Anchorage | Grounds Irrigation Equipment Shop | Replace Openings Exterior Doors | 16000 | 225314887.5 | 16000 | 225314887.5 | Anchorage | 17-I
| University of Alaska Anchorage | Grounds Main Office Building | Replace Building Distribution Building Wiring | 5000 | 225319887.5 | 5000 | 225319887.5 | Anchorage | 17-I
| University of Alaska Anchorage | Grounds Main Office Building | Replace Building Distribution Circuit Breaker Panels | 1000 | 225320887.5 | 1000 | 225320887.5 | Anchorage | 17-I
| University of Alaska Anchorage | Grounds Main Office Building | Replace Ceilings Fixed Ceiling Replacement | 5000 | 225325887.5 | 5000 | 225325887.5 | Anchorage | 17-I
| University of Alaska Anchorage | Grounds Main Office Building | Replace Ext. Painting Panels | 3000 | 225328887.5 | 3000 | 225328887.5 | Anchorage | 17-I
| University of Alaska Anchorage | Grounds Main Office Building | Replace Fixtures/Lighting Indoor Lighting | 3000 | 225331887.5 | 3000 | 225331887.5 | Anchorage | 17-I
| University of Alaska Anchorage | Grounds Main Office Building | Replace Fixtures/Lighting Outlets and Switches | 1000 | 225332887.5 | 1000 | 225332887.5 | Anchorage | 17-I
| University of Alaska Anchorage | Grounds Main Office Building | Replace Floors Vinyl | 1000 | 225333887.5 | 1000 | 225333887.5 | Anchorage | 17-I
| University of Alaska Anchorage | Grounds Main Office Building | Replace Openings Exterior Doors | 31000 | 225364887.5 | 31000 | 225364887.5 | Anchorage | 17-I
| University of Alaska Anchorage | Grounds Main Office Building | Replace Openings Windows - Small | 6000 | 225370887.5 | 6000 | 225370887.5 | Anchorage | 17-I
| University of Alaska Anchorage | Grounds Main Office Building | Replace Walls Painting | 2000 | 225372887.5 | 2000 | 225372887.5 | Anchorage | 17-I
| University of Alaska Anchorage | Grounds Staff Building | Replace Building Distribution Building Wiring | 10000 | 225382887.5 | 10000 | 225382887.5 | Anchorage | 17-I
| University of Alaska Anchorage | Grounds Staff Building | Replace Building Distribution Circuit Breaker Panels | 2000 | 225384887.5 | 2000 | 225384887.5 | Anchorage | 17-I
| University of Alaska Anchorage | Grounds Staff Building | Replace Ceilings Fixed Ceiling Replacement | 10000 | 225394887.5 | 10000 | 225394887.5 | Anchorage | 17-I
| University of Alaska Anchorage | Grounds Staff Building | Replace Ext. Painting Panels | 6000 | 225400887.5 | 6000 | 225400887.5 | Anchorage | 17-I
| University of Alaska Anchorage | Grounds Staff Building | Replace Fixtures/Lighting Indoor Lighting | 6000 | 225406887.5 | 6000 | 225406887.5 | Anchorage | 17-I
| University of Alaska Anchorage | Grounds Staff Building | Replace Fixtures/Lighting Outlets and Switches | 1000 | 225407887.5 | 1000 | 225407887.5 | Anchorage | 17-I
| University of Alaska Anchorage | Grounds Staff Building | Replace Floors VCT | 4000 | 225411887.5 | 4000 | 225411887.5 | Anchorage | 17-I
| University of Alaska Anchorage | Grounds Staff Building | Replace Openings Exterior Doors | 31000 | 225442887.5 | 31000 | 225442887.5 | Anchorage | 17-I
| University of Alaska Anchorage | Grounds Staff Building | Replace Openings Windows - Small | 2000 | 225444887.5 | 2000 | 225444887.5 | Anchorage | 17-I
| University of Alaska Anchorage | Grounds Staff Building | Replace Walls Painting | 4000 | 225448887.5 | 4000 | 225448887.5 | Anchorage | 17-I
| University of Alaska Anchorage | Hartleib, Gordan Building | 4 ea. 9348 Switches, 2 ea. UPS's | 39000 | 225487887.5 | 39000 | 225487887.5 | Anchorage | 17-I
| University of Alaska Anchorage | Hartleib, Gordan Building | Ductwork Cleaning | 36000 | 225523887.5 | 36000 | 225523887.5 | Anchorage | 17-I
| University of Alaska Anchorage | Hartleib, Gordan Building | Replace 147 Gallon Diesel Emergency Generator Belly Tank | 10000 | 225533887.5 | 10000 | 225533887.5 | Anchorage | 17-I
| University of Alaska Anchorage | Hartleib, Gordan Building | Replace Ada Accessible Door | 10000 | 225543887.5 | 10000 | 225543887.5 | Anchorage | 17-I
| University of Alaska Anchorage | Hartleib, Gordan Building | Replace Auto Exhaust Fan | 39000 | 225582887.5 | 39000 | 225582887.5 | Anchorage | 17-I
| University of Alaska Anchorage | Hartleib, Gordan Building | Replace Bathroom Renovations Med Bath - 4 to 5 units no Shower | 78000 | 225660887.5 | 78000 | 225660887.5 | Anchorage | 17-I
| University of Alaska Anchorage | Hartleib, Gordan Building | Replace Bathroom Renovations Small Bath - 1 to 3 units no Shower | 44000 | 225704887.5 | 44000 | 225704887.5 | Anchorage | 17-I
| University of Alaska Anchorage | Hartleib, Gordan Building | Replace Boiler 1 | 686000 | 226390887.5 | 686000 | 226390887.5 | Anchorage | 17-I
| University of Alaska Anchorage | Hartleib, Gordan Building | Replace Boiler 2 | 686000 | 227076887.5 | 686000 | 227076887.5 | Anchorage | 17-I
| University of Alaska Anchorage | Hartleib, Gordan Building | Replace Building Distribution Automatic Transfer Switch | 25000 | 227101887.5 | 25000 | 227101887.5 | Anchorage | 17-I
| University of Alaska Anchorage | Hartleib, Gordan Building | Replace Building Distribution Building Wiring | 858000 | 227959887.5 | 858000 | 227959887.5 | Anchorage | 17-I
| University of Alaska Anchorage | Hartleib, Gordan Building | Replace Building Distribution Circuit Breaker Panels | 129000 | 228088887.5 | 129000 | 228088887.5 | Anchorage | 17-I
| University of Alaska Anchorage | Hartleib, Gordan Building | Replace Building Distribution Emergency Circuit Wiring | 214000 | 228302887.5 | 214000 | 228302887.5 | Anchorage | 17-I
| University of Alaska Anchorage | Hartleib, Gordan Building | Replace Building Distribution Main Building Panels/Switchgear | 39000 | 228341887.5 | 39000 | 228341887.5 | Anchorage | 17-I
| University of Alaska Anchorage | Hartleib, Gordan Building | Replace Building Distribution Secondary Transformer | 426000 | 228767887.5 | 426000 | 228767887.5 | Anchorage | 17-I
| University of Alaska Anchorage | Hartleib, Gordan Building | Replace Carpenter Shop Ef | 78000 | 228845887.5 | 78000 | 228845887.5 | Anchorage | 17-I
| University of Alaska Anchorage | Hartleib, Gordan Building | Replace Ceilings Drop Ceiling Replacement | 572000 | 229417887.5 | 572000 | 229417887.5 | Anchorage | 17-I
| University of Alaska Anchorage | Hartleib, Gordan Building | Replace Ceramics 108 East Ef25 Hazard From Dust- Wear N95 Respirator | 39000 | 229456887.5 | 39000 | 229456887.5 | Anchorage | 17-I
| University of Alaska Anchorage | Hartleib, Gordan Building | Replace Ceramics 108 West Ef24 Hazard From Dust- Wear N95 Respirator | 39000 | 229495887.5 | 39000 | 229495887.5 | Anchorage | 17-I
| University of Alaska Anchorage | Hartleib, Gordan Building | Replace Ceramics Mixing Room Ef | 39000 | 229534887.5 | 39000 | 229534887.5 | Anchorage | 17-I
| University of Alaska Anchorage | Hartleib, Gordan Building | Replace Ceramics Rm 102 Kiln Ef23 Hazard From Dust- Wear N95 Respirator | 39000 | 229573887.5 | 39000 | 229573887.5 | Anchorage | 17-I
| University of Alaska Anchorage | Hartleib, Gordan Building | Replace Ceramics Rm 102 Spray Paint Booth Ef22 Hazard From Dust- Wear N95 Respirator | 39000 | 229612887.5 | 39000 | 229612887.5 | Anchorage | 17-I
| University of Alaska Anchorage | Hartleib, Gordan Building | Replace Ceramics Rm 104 Sink Exhaust Ef21 Hazard From Dust- Wear N95 Respirator | 39000 | 229651887.5 | 39000 | 229651887.5 | Anchorage | 17-I
| University of Alaska Anchorage | Hartleib, Gordan Building | Replace Ductwork | 661000 | 230312887.5 | 661000 | 230312887.5 | Anchorage | 17-I
| University of Alaska Anchorage | Hartleib, Gordan Building | Replace E Entry Way Heater | 6000 | 230318887.5 | 6000 | 230318887.5 | Anchorage | 17-I
| University of Alaska Anchorage | Hartleib, Gordan Building | Replace Est 3-Ann Entryway Annuciator Panel | 6000 | 230324887.5 | 6000 | 230324887.5 | Anchorage | 17-I
| University of Alaska Anchorage | Hartleib, Gordan Building | Replace Est3 Fire Alarm System | 133000 | 230457887.5 | 133000 | 230457887.5 | Anchorage | 17-I
| University of Alaska Anchorage | Hartleib, Gordan Building | Replace Fan Dx Unit For Comm Rm (small) | 39000 | 230496887.5 | 39000 | 230496887.5 | Anchorage | 17-I
| University of Alaska Anchorage | Hartleib, Gordan Building | Replace Fire Protection/ Egress Exit Signage | 89000 | 230585887.5 | 89000 | 230585887.5 | Anchorage | 17-I
| University of Alaska Anchorage | Hartleib, Gordan Building | Replace Fixtures & Fittings Faucets & Sinks | 20000 | 230605887.5 | 20000 | 230605887.5 | Anchorage | 17-I
| University of Alaska Anchorage | Hartleib, Gordan Building | Replace Fixtures/Lighting Indoor Lighting | 458000 | 231063887.5 | 458000 | 231063887.5 | Anchorage | 17-I
| University of Alaska Anchorage | Hartleib, Gordan Building | Replace Fixtures/Lighting Occupancy Sensors for Lighting | 18000 | 231081887.5 | 18000 | 231081887.5 | Anchorage | 17-I
| University of Alaska Anchorage | Hartleib, Gordan Building | Replace Fixtures/Lighting Outlets and Switches | 122000 | 231203887.5 | 122000 | 231203887.5 | Anchorage | 17-I
| University of Alaska Anchorage | Hartleib, Gordan Building | Replace Floors VCT | 283000 | 231486887.5 | 283000 | 231486887.5 | Anchorage | 17-I
| University of Alaska Anchorage | Hartleib, Gordan Building | Replace Generation Emergency/ Backup Generation | 42000 | 231528887.5 | 42000 | 231528887.5 | Anchorage | 17-I
| University of Alaska Anchorage | Hartleib, Gordan Building | Replace Ghb East Offices Rtu | 125000 | 231653887.5 | 125000 | 231653887.5 | Anchorage | 17-I
| University of Alaska Anchorage | Hartleib, Gordan Building | Replace Ghb East Offices Rtu A/C Component | 2000 | 231655887.5 | 2000 | 231655887.5 | Anchorage | 17-I
| University of Alaska Anchorage | Hartleib, Gordan Building | Replace Ghh Annual Roof Pm (Bur Ballasted) | 838000 | 232493887.5 | 838000 | 232493887.5 | Anchorage | 17-I
| University of Alaska Anchorage | Hartleib, Gordan Building | Replace Glycol System Pump 1 | 8000 | 232501887.5 | 8000 | 232501887.5 | Anchorage | 17-I
| University of Alaska Anchorage | Hartleib, Gordan Building | Replace Glycol System Pump 2 | 8000 | 232509887.5 | 8000 | 232509887.5 | Anchorage | 17-I
| University of Alaska Anchorage | Hartleib, Gordan Building | Replace Interior Doors & Doorways | 475000 | 232984887.5 | 475000 | 232984887.5 | Anchorage | 17-I
| University of Alaska Anchorage | Hartleib, Gordan Building | Replace Openings Exterior Doors | 193000 | 233177887.5 | 193000 | 233177887.5 | Anchorage | 17-I
| University of Alaska Anchorage | Hartleib, Gordan Building | Replace Openings Windows - Small | 26000 | 233203887.5 | 26000 | 233203887.5 | Anchorage | 17-I
| University of Alaska Anchorage | Hartleib, Gordan Building | Replace Operations Shop Compressor Alaska #991255 | 16000 | 233219887.5 | 16000 | 233219887.5 | Anchorage | 17-I
| University of Alaska Anchorage | Hartleib, Gordan Building | Replace Overhead Door Electric | 25000 | 233244887.5 | 25000 | 233244887.5 | Anchorage | 17-I
| University of Alaska Anchorage | Hartleib, Gordan Building | Replace Overhead Door Electric East | 25000 | 233269887.5 | 25000 | 233269887.5 | Anchorage | 17-I
| University of Alaska Anchorage | Hartleib, Gordan Building | Replace Overhead Door West Side | 25000 | 233294887.5 | 25000 | 233294887.5 | Anchorage | 17-I
| University of Alaska Anchorage | Hartleib, Gordan Building | Replace Paint Booth Exh Fan | 125000 | 233419887.5 | 125000 | 233419887.5 | Anchorage | 17-I
| University of Alaska Anchorage | Hartleib, Gordan Building | Replace Paint Shop Ef | 39000 | 233458887.5 | 39000 | 233458887.5 | Anchorage | 17-I
| University of Alaska Anchorage | Hartleib, Gordan Building | Replace Pump Cp3 Blr Recirc | 16000 | 233474887.5 | 16000 | 233474887.5 | Anchorage | 17-I
| University of Alaska Anchorage | Hartleib, Gordan Building | Replace S Entry Way Heater | 6000 | 233480887.5 | 6000 | 233480887.5 | Anchorage | 17-I
| University of Alaska Anchorage | Hartleib, Gordan Building | Replace Sealant around Concrete | 100000 | 233580887.5 | 100000 | 233580887.5 | Anchorage | 17-I
| University of Alaska Anchorage | Hartleib, Gordan Building | Replace Secondary Service Motor Control Center | 125000 | 233705887.5 | 125000 | 233705887.5 | Anchorage | 17-I
| University of Alaska Anchorage | Hartleib, Gordan Building | Replace Shop Floor Ef | 39000 | 233744887.5 | 39000 | 233744887.5 | Anchorage | 17-I
| University of Alaska Anchorage | Hartleib, Gordan Building | Replace Sink Sump Pump | 5000 | 233749887.5 | 5000 | 233749887.5 | Anchorage | 17-I
| University of Alaska Anchorage | Hartleib, Gordan Building | Replace South West Entry Way Heater | 6000 | 233755887.5 | 6000 | 233755887.5 | Anchorage | 17-I
| University of Alaska Anchorage | Hartleib, Gordan Building | Replace Specialty Equipment Lab Use (Eye Wash/ Showers) | 30000 | 233785887.5 | 30000 | 233785887.5 | Anchorage | 17-I
| University of Alaska Anchorage | Hartleib, Gordan Building | Replace Supply Piping Building Distribution | 1001000 | 234786887.5 | 1001000 | 234786887.5 | Anchorage | 17-I
| University of Alaska Anchorage | Hartleib, Gordan Building | Replace Tank Fuel Alarm | 50000 | 234836887.5 | 50000 | 234836887.5 | Anchorage | 17-I
| University of Alaska Anchorage | Hartleib, Gordan Building | Replace W Entry Way Heater | 6000 | 234842887.5 | 6000 | 234842887.5 | Anchorage | 17-I
| University of Alaska Anchorage | Hartleib, Gordan Building | Replace Walls Painting | 320000 | 235162887.5 | 320000 | 235162887.5 | Anchorage | 17-I
| University of Alaska Anchorage | Hartleib, Gordan Building | Replace Waste Piping Drainage Piping & Drains | 715000 | 235877887.5 | 715000 | 235877887.5 | Anchorage | 17-I
| University of Alaska Anchorage | Hartleib, Gordan Building | Replace Welding 101 West Exh Fan | 39000 | 235916887.5 | 39000 | 235916887.5 | Anchorage | 17-I
| University of Alaska Anchorage | Hartleib, Gordan Building | Replace Welding 101E Ef | 39000 | 235955887.5 | 39000 | 235955887.5 | Anchorage | 17-I
| University of Alaska Anchorage | Hartleib, Gordan Building | Replace Welding Room 112 Ef | 78000 | 236033887.5 | 78000 | 236033887.5 | Anchorage | 17-I
| University of Alaska Anchorage | Hartleib, Gordan Building | Replace Welding Tig East Exh Fan | 39000 | 236072887.5 | 39000 | 236072887.5 | Anchorage | 17-I
| University of Alaska Anchorage | Hartleib, Gordan Building | Replace Welding-Sanding Room | 39000 | 236111887.5 | 39000 | 236111887.5 | Anchorage | 17-I
| University of Alaska Anchorage | Hartleib, Gordan Building | Replace West Side Fire Alarm Nac Circuit Power Supply | 133000 | 236244887.5 | 133000 | 236244887.5 | Anchorage | 17-I
| University of Alaska Anchorage | Hartleib, Gordan Building | Specialty Photo Lab | 4000 | 236248887.5 | 4000 | 236248887.5 | Anchorage | 17-I
| University of Alaska Anchorage | Hartleib, Gordan Building | Upgrade to full electronic DDC - Hybrid system currently in place | 45000 | 236293887.5 | 45000 | 236293887.5 | Anchorage | 17-I
| University of Alaska Anchorage | Hazardous Materials Storage Building | Replace fluorescent fixture, lay-in, recess mtd, 2' x 4', two 40 W | 2000 | 236295887.5 | 2000 | 236295887.5 | Anchorage | 17-I
| University of Alaska Anchorage | Hazardous Materials Storage Building | Replace metal stairs | 1000 | 236296887.5 | 1000 | 236296887.5 | Anchorage | 17-I
| University of Alaska Anchorage | Hazardous Materials Storage Building | Replace unit heater, steam | 6000 | 236302887.5 | 6000 | 236302887.5 | Anchorage | 17-I
| University of Alaska Anchorage | Health Sciences Building | 3 ea. 9410 Switches | 306000 | 236608887.5 | 306000 | 236608887.5 | Anchorage | 17-I
| University of Alaska Anchorage | Health Sciences Building | Exterior Tile on West facing wall needs pointing | 1785000 | 238393887.5 | 1785000 | 238393887.5 | Anchorage | 17-I
| University of Alaska Anchorage | Health Sciences Building | Replace Ahu-1 Vfd | 13000 | 238406887.5 | 13000 | 238406887.5 | Anchorage | 17-I
| University of Alaska Anchorage | Health Sciences Building | Replace Ahu-2 Vfd | 13000 | 238419887.5 | 13000 | 238419887.5 | Anchorage | 17-I
| University of Alaska Anchorage | Health Sciences Building | Replace Ahu-3 Vfd | 13000 | 238432887.5 | 13000 | 238432887.5 | Anchorage | 17-I
| University of Alaska Anchorage | Health Sciences Building | Replace Air Cooled Scroll Condensing Unit Acu-1 | 2000 | 238434887.5 | 2000 | 238434887.5 | Anchorage | 17-I
| University of Alaska Anchorage | Health Sciences Building | Replace Air Cooled Scroll Condensing Unit Acu-2 | 2000 | 238436887.5 | 2000 | 238436887.5 | Anchorage | 17-I
| University of Alaska Anchorage | Health Sciences Building | Replace Air Cooled Scroll Condensing Unit Acu-3 | 2000 | 238438887.5 | 2000 | 238438887.5 | Anchorage | 17-I
| University of Alaska Anchorage | Health Sciences Building | Replace Air Cooled Scroll Condensing Unit Acu-4 | 2000 | 238440887.5 | 2000 | 238440887.5 | Anchorage | 17-I
| University of Alaska Anchorage | Health Sciences Building | Replace Bathroom Renovations Large Bath - 6+ units no Shower | 875000 | 239315887.5 | 875000 | 239315887.5 | Anchorage | 17-I
| University of Alaska Anchorage | Health Sciences Building | Replace Bathroom Renovations Med Bath - 4 to 5 units no Shower | 313000 | 239628887.5 | 313000 | 239628887.5 | Anchorage | 17-I
| University of Alaska Anchorage | Health Sciences Building | Replace Bathroom Renovations Small Bath - 1 to 3 units with Shower | 78000 | 239706887.5 | 78000 | 239706887.5 | Anchorage | 17-I
| University of Alaska Anchorage | Health Sciences Building | Replace Building Distribution Main Building Panels/Switchgear | 39000 | 239745887.5 | 39000 | 239745887.5 | Anchorage | 17-I
| University of Alaska Anchorage | Health Sciences Building | Replace Cleaver Brooks Cfc Condensing Boiler Blr-1 Ak State Id 112653Ak | 982000 | 240727887.5 | 982000 | 240727887.5 | Anchorage | 17-I
| University of Alaska Anchorage | Health Sciences Building | Replace Cleaver Brooks Cfc Condensing Boiler Blr-2 Ak State Id 112654Ak | 982000 | 241709887.5 | 982000 | 241709887.5 | Anchorage | 17-I
| University of Alaska Anchorage | Health Sciences Building | Replace Cleaver Brooks Cfc Condensing Boiler Blr-3 Ak State Id 112655Ak | 982000 | 242691887.5 | 982000 | 242691887.5 | Anchorage | 17-I
| University of Alaska Anchorage | Health Sciences Building | Replace Evo High Efficiency On Demand Water Heater Wh-1 Ak #112656 | 12000 | 242703887.5 | 12000 | 242703887.5 | Anchorage | 17-I
| University of Alaska Anchorage | Health Sciences Building | Replace Evo High Efficiency On Demand Water Heater Wh-2 Ak# 112657 | 12000 | 242715887.5 | 12000 | 242715887.5 | Anchorage | 17-I
| University of Alaska Anchorage | Health Sciences Building | Replace Evo High Efficiency On Demand Water Heater Wh-3 Ak# 112658 | 12000 | 242727887.5 | 12000 | 242727887.5 | Anchorage | 17-I
| University of Alaska Anchorage | Health Sciences Building | Replace Exhaust Fan Ef-3 Vfd | 13000 | 242740887.5 | 13000 | 242740887.5 | Anchorage | 17-I
| University of Alaska Anchorage | Health Sciences Building | Replace Fixtures/Lighting Indoor Lighting | 655000 | 243395887.5 | 655000 | 243395887.5 | Anchorage | 17-I
| University of Alaska Anchorage | Health Sciences Building | Replace Fixtures/Lighting Outlets and Switches | 245000 | 243640887.5 | 245000 | 243640887.5 | Anchorage | 17-I
| University of Alaska Anchorage | Health Sciences Building | Replace Floors Carpet | 491000 | 244131887.5 | 491000 | 244131887.5 | Anchorage | 17-I
| University of Alaska Anchorage | Health Sciences Building | Replace Glycol Pump Pmp-3 Vfd | 13000 | 244144887.5 | 13000 | 244144887.5 | Anchorage | 17-I
| University of Alaska Anchorage | Health Sciences Building | Replace Glycol Pump Pmp-4 Vfd | 13000 | 244157887.5 | 13000 | 244157887.5 | Anchorage | 17-I
| University of Alaska Anchorage | Health Sciences Building | Replace Glycol Pump Pmp-9 Vfd | 13000 | 244170887.5 | 13000 | 244170887.5 | Anchorage | 17-I
| University of Alaska Anchorage | Health Sciences Building | Replace Greenheck Csp Houskeeping Exhaust Fan Ef-2 | 5000 | 244175887.5 | 5000 | 244175887.5 | Anchorage | 17-I
| University of Alaska Anchorage | Health Sciences Building | Replace Greenheck Cube Anatomy Lab Exhaust Fan Ef-3 | 5000 | 244180887.5 | 5000 | 244180887.5 | Anchorage | 17-I
| University of Alaska Anchorage | Health Sciences Building | Replace Greenheck Qei Relief Fan Rf-1 | 125000 | 244305887.5 | 125000 | 244305887.5 | Anchorage | 17-I
| University of Alaska Anchorage | Health Sciences Building | Replace Greenheck Qei Relief Fan Rf-2 | 125000 | 244430887.5 | 125000 | 244430887.5 | Anchorage | 17-I
| University of Alaska Anchorage | Health Sciences Building | Replace Greenheck Relief Fan Rf-3 | 125000 | 244555887.5 | 125000 | 244555887.5 | Anchorage | 17-I
| University of Alaska Anchorage | Health Sciences Building | Replace Greenheck Sfb Med Lab Hood Exhaust Fan Ef-4 | 5000 | 244560887.5 | 5000 | 244560887.5 | Anchorage | 17-I
| University of Alaska Anchorage | Health Sciences Building | Replace Greenheck Sfb-12 General Exhaust Fan Ef-1 | 5000 | 244565887.5 | 5000 | 244565887.5 | Anchorage | 17-I
| University of Alaska Anchorage | Health Sciences Building | Replace Grundfoss Building Heat Glycol Circ Pump Pmp-3 | 8000 | 244573887.5 | 8000 | 244573887.5 | Anchorage | 17-I
| University of Alaska Anchorage | Health Sciences Building | Replace Grundfoss Building Heat Glycol Circ Pump Pmp-4 | 8000 | 244581887.5 | 8000 | 244581887.5 | Anchorage | 17-I
| University of Alaska Anchorage | Health Sciences Building | Replace Grundfoss Building Heating Circ Pump Pmp-1 | 8000 | 244589887.5 | 8000 | 244589887.5 | Anchorage | 17-I
| University of Alaska Anchorage | Health Sciences Building | Replace Grundfoss Building Heating Circ Pump Pmp-2 | 8000 | 244597887.5 | 8000 | 244597887.5 | Anchorage | 17-I
| University of Alaska Anchorage | Health Sciences Building | Replace Grundfoss Domestic Hot Water Circ Pump Pmp-5 | 8000 | 244605887.5 | 8000 | 244605887.5 | Anchorage | 17-I
| University of Alaska Anchorage | Health Sciences Building | Replace Grundfoss Heat Ex Injection Pump Pmp-9 | 8000 | 244613887.5 | 8000 | 244613887.5 | Anchorage | 17-I
| University of Alaska Anchorage | Health Sciences Building | Replace Grundfoss Lab Hot Water Circ Pump Pmp-6 | 8000 | 244621887.5 | 8000 | 244621887.5 | Anchorage | 17-I
| University of Alaska Anchorage | Health Sciences Building | Replace Grundfoss Snow Melt Circ Pump Pmp-8 | 8000 | 244629887.5 | 8000 | 244629887.5 | Anchorage | 17-I
| University of Alaska Anchorage | Health Sciences Building | Replace Grundfoss Snow Melt Injection Pump Pmp-7 | 8000 | 244637887.5 | 8000 | 244637887.5 | Anchorage | 17-I
| University of Alaska Anchorage | Health Sciences Building | Replace Heat Exchanger Hx-1 | 50000 | 244687887.5 | 50000 | 244687887.5 | Anchorage | 17-I
| University of Alaska Anchorage | Health Sciences Building | Replace Heat Exchanger Hx-2 Snow Melt System | 30000 | 244717887.5 | 30000 | 244717887.5 | Anchorage | 17-I
| University of Alaska Anchorage | Health Sciences Building | Replace Lab Sinks | 8000 | 244725887.5 | 8000 | 244725887.5 | Anchorage | 17-I
| University of Alaska Anchorage | Health Sciences Building | Replace Left-Side Elevator Passenger 4500 Lbs | 500000 | 245225887.5 | 500000 | 245225887.5 | Anchorage | 17-I
| University of Alaska Anchorage | Health Sciences Building | Replace Liebart Integrated A/C Unit Ac-1 | 39000 | 245264887.5 | 39000 | 245264887.5 | Anchorage | 17-I
| University of Alaska Anchorage | Health Sciences Building | Replace Liebart Integrated A/C Unit Ac-3 | 39000 | 245303887.5 | 39000 | 245303887.5 | Anchorage | 17-I
| University of Alaska Anchorage | Health Sciences Building | Replace Liebart Integrated A/C Unit Ac-4 | 39000 | 245342887.5 | 39000 | 245342887.5 | Anchorage | 17-I
| University of Alaska Anchorage | Health Sciences Building | Replace Liebart Rtu Dry Cooler Dc-1 | 39000 | 245381887.5 | 39000 | 245381887.5 | Anchorage | 17-I
| University of Alaska Anchorage | Health Sciences Building | Replace Liebart Split A/C Unit Ac-2A And Ac-2B | 39000 | 245420887.5 | 39000 | 245420887.5 | Anchorage | 17-I
| University of Alaska Anchorage | Health Sciences Building | Replace Modine Hc 18S 01 Unit Heater Hc-2 | 6000 | 245426887.5 | 6000 | 245426887.5 | Anchorage | 17-I
| University of Alaska Anchorage | Health Sciences Building | Replace Modine Hc 18S 01 Unit Heater Uh-1 | 6000 | 245432887.5 | 6000 | 245432887.5 | Anchorage | 17-I
| University of Alaska Anchorage | Health Sciences Building | Replace Modine Hc 18S 01 Unit Heater Uh-5 | 6000 | 245438887.5 | 6000 | 245438887.5 | Anchorage | 17-I
| University of Alaska Anchorage | Health Sciences Building | Replace Modine Hc 24S 01 Unit Heater Uh-3 | 6000 | 245444887.5 | 6000 | 245444887.5 | Anchorage | 17-I
| University of Alaska Anchorage | Health Sciences Building | Replace Modine Hc 63S 01 Unit Heater Uh-10 | 6000 | 245450887.5 | 6000 | 245450887.5 | Anchorage | 17-I
| University of Alaska Anchorage | Health Sciences Building | Replace Modine Hc 63S 01 Unit Heater Uh-4 | 6000 | 245456887.5 | 6000 | 245456887.5 | Anchorage | 17-I
| University of Alaska Anchorage | Health Sciences Building | Replace Modine Hc 63S 01 Unit Heater Uh-7 | 6000 | 245462887.5 | 6000 | 245462887.5 | Anchorage | 17-I
| University of Alaska Anchorage | Health Sciences Building | Replace Modine Hc 63S 01 Unit Heater Uh-9 | 6000 | 245468887.5 | 6000 | 245468887.5 | Anchorage | 17-I
| University of Alaska Anchorage | Health Sciences Building | Replace Modine Hc 63S 01Unit Heater Uh-6 | 6000 | 245474887.5 | 6000 | 245474887.5 | Anchorage | 17-I
| University of Alaska Anchorage | Health Sciences Building | Replace Modine Unit Heater Hu-8 | 6000 | 245480887.5 | 6000 | 245480887.5 | Anchorage | 17-I
| University of Alaska Anchorage | Health Sciences Building | Replace Relief Fan Rf-1 Vfd | 13000 | 245493887.5 | 13000 | 245493887.5 | Anchorage | 17-I
| University of Alaska Anchorage | Health Sciences Building | Replace Relief Fan Rf-2 Vfd | 13000 | 245506887.5 | 13000 | 245506887.5 | Anchorage | 17-I
| University of Alaska Anchorage | Health Sciences Building | Replace Relief Fan Rf-3 Vfd | 13000 | 245519887.5 | 13000 | 245519887.5 | Anchorage | 17-I
| University of Alaska Anchorage | Health Sciences Building | Replace Right-Side Elevator Passenger 3500 Lbs | 500000 | 246019887.5 | 500000 | 246019887.5 | Anchorage | 17-I
| University of Alaska Anchorage | Health Sciences Building | Replace Simplex Vacum Comressor Vp-1 | 16000 | 246035887.5 | 16000 | 246035887.5 | Anchorage | 17-I
| University of Alaska Anchorage | Health Sciences Building | Replace Transfer Fan Tf-1 | 125000 | 246160887.5 | 125000 | 246160887.5 | Anchorage | 17-I
| University of Alaska Anchorage | Health Sciences Building | Replace Water Pump Pmp-1 Vfd | 13000 | 246173887.5 | 13000 | 246173887.5 | Anchorage | 17-I
| University of Alaska Anchorage | Health Sciences Building | Replace Water Pump Pmp-2 Vfd | 13000 | 246186887.5 | 13000 | 246186887.5 | Anchorage | 17-I
| University of Alaska Anchorage | Health Sciences Building | Replace Wessels Glycol Make Up Pkg Gmp-1 | 8000 | 246194887.5 | 8000 | 246194887.5 | Anchorage | 17-I
| University of Alaska Anchorage | Ice Plant 1 | Mechanical CO Detectors | 2000 | 246196887.5 | 2000 | 246196887.5 | Anchorage | 17-I
| University of Alaska Anchorage | Ice Plant 1 | Mechanical Exhaust Fans - 1 to 5 HP | 18000 | 246214887.5 | 18000 | 246214887.5 | Anchorage | 17-I
| University of Alaska Anchorage | Ice Plant 1 | Mechanical Heat Pumps | 23000 | 246237887.5 | 23000 | 246237887.5 | Anchorage | 17-I
| University of Alaska Anchorage | Ice Plant 1 | Mechanical Variable Frequency Drives | 78000 | 246315887.5 | 78000 | 246315887.5 | Anchorage | 17-I
| University of Alaska Anchorage | Ice Plant 1 | Replace lab eyewash/shower stations | 5000 | 246320887.5 | 5000 | 246320887.5 | Anchorage | 17-I
| University of Alaska Anchorage | Infrastructure | Repave Parking Lot | 6009000 | 252329887.5 | 6009000 | 252329887.5 | Anchorage | 17-I
| University of Alaska Anchorage | Main Apartment Complex, Unit 1 | Ductwork Cleaning | 22000 | 252351887.5 | 22000 | 252351887.5 | Anchorage | 17-I
| University of Alaska Anchorage | Main Apartment Complex, Unit 1 | Replace Air Handler | 567000 | 252918887.5 | 567000 | 252918887.5 | Anchorage | 17-I
| University of Alaska Anchorage | Main Apartment Complex, Unit 1 | Replace Automatic Transfer Switch | 25000 | 252943887.5 | 25000 | 252943887.5 | Anchorage | 17-I
| University of Alaska Anchorage | Main Apartment Complex, Unit 1 | Replace Boiler 1A (For Mac 1-5) | 418000 | 253361887.5 | 418000 | 253361887.5 | Anchorage | 17-I
| University of Alaska Anchorage | Main Apartment Complex, Unit 1 | Replace Boiler 1B (For Mac 1-5) | 418000 | 253779887.5 | 418000 | 253779887.5 | Anchorage | 17-I
| University of Alaska Anchorage | Main Apartment Complex, Unit 1 | Replace Bottom Glycol Pump Cp-2 | 8000 | 253787887.5 | 8000 | 253787887.5 | Anchorage | 17-I
| University of Alaska Anchorage | Main Apartment Complex, Unit 1 | Replace Building Distribution Building Wiring | 522000 | 254309887.5 | 522000 | 254309887.5 | Anchorage | 17-I
| University of Alaska Anchorage | Main Apartment Complex, Unit 1 | Replace Building Distribution Circuit Breaker Panels | 78000 | 254387887.5 | 78000 | 254387887.5 | Anchorage | 17-I
| University of Alaska Anchorage | Main Apartment Complex, Unit 1 | Replace Building Distribution Emergency Circuit Wiring | 131000 | 254518887.5 | 131000 | 254518887.5 | Anchorage | 17-I
| University of Alaska Anchorage | Main Apartment Complex, Unit 1 | Replace Building Distribution Main Building Panels/Switchgear | 39000 | 254557887.5 | 39000 | 254557887.5 | Anchorage | 17-I
| University of Alaska Anchorage | Main Apartment Complex, Unit 1 | Replace Building Domestic Hot Water Circ Pump Cp-2 | 8000 | 254565887.5 | 8000 | 254565887.5 | Anchorage | 17-I
| University of Alaska Anchorage | Main Apartment Complex, Unit 1 | Replace Ceilings Fixed Ceiling Replacement | 522000 | 255087887.5 | 522000 | 255087887.5 | Anchorage | 17-I
| University of Alaska Anchorage | Main Apartment Complex, Unit 1 | Replace CO Detectors (tied into Fire Alarm System) | 104000 | 255191887.5 | 104000 | 255191887.5 | Anchorage | 17-I
| University of Alaska Anchorage | Main Apartment Complex, Unit 1 | Replace Dhw Building Circ Pump Cp-2 | 8000 | 255199887.5 | 8000 | 255199887.5 | Anchorage | 17-I
| University of Alaska Anchorage | Main Apartment Complex, Unit 1 | Replace Dhw Circ Pump Cp-1 | 8000 | 255207887.5 | 8000 | 255207887.5 | Anchorage | 17-I
| University of Alaska Anchorage | Main Apartment Complex, Unit 1 | Replace ductwork/return air | 403000 | 255610887.5 | 403000 | 255610887.5 | Anchorage | 17-I
| University of Alaska Anchorage | Main Apartment Complex, Unit 1 | Replace Est3 Fire Alarm System | 133000 | 255743887.5 | 133000 | 255743887.5 | Anchorage | 17-I
| University of Alaska Anchorage | Main Apartment Complex, Unit 1 | Replace Ext. Painting Panels | 305000 | 256048887.5 | 305000 | 256048887.5 | Anchorage | 17-I
| University of Alaska Anchorage | Main Apartment Complex, Unit 1 | Replace Fixtures/Lighting Outlets and Switches | 152000 | 256200887.5 | 152000 | 256200887.5 | Anchorage | 17-I
| University of Alaska Anchorage | Main Apartment Complex, Unit 1 | Replace Floors Carpet | 376000 | 256576887.5 | 376000 | 256576887.5 | Anchorage | 17-I
| University of Alaska Anchorage | Main Apartment Complex, Unit 1 | Replace Floors Tile | 11000 | 256587887.5 | 11000 | 256587887.5 | Anchorage | 17-I
| University of Alaska Anchorage | Main Apartment Complex, Unit 1 | Replace Generation Emergency/ Backup Generation | 15000 | 256602887.5 | 15000 | 256602887.5 | Anchorage | 17-I
| University of Alaska Anchorage | Main Apartment Complex, Unit 1 | Replace Glycol Fill Tank 1 | 2000 | 256604887.5 | 2000 | 256604887.5 | Anchorage | 17-I
| University of Alaska Anchorage | Main Apartment Complex, Unit 1 | Replace Glycol Supply Expansion Tank Et-1 | 23000 | 256627887.5 | 23000 | 256627887.5 | Anchorage | 17-I
| University of Alaska Anchorage | Main Apartment Complex, Unit 1 | Replace Heat Vent Makeup Fan | 78000 | 256705887.5 | 78000 | 256705887.5 | Anchorage | 17-I
| University of Alaska Anchorage | Main Apartment Complex, Unit 1 | Replace Interior Doors & Doorways | 645000 | 257350887.5 | 645000 | 257350887.5 | Anchorage | 17-I
| University of Alaska Anchorage | Main Apartment Complex, Unit 1 | Replace Laundry Exh Fan | 5000 | 257355887.5 | 5000 | 257355887.5 | Anchorage | 17-I
| University of Alaska Anchorage | Main Apartment Complex, Unit 1 | Replace Laundry Rm Mau | 78000 | 257433887.5 | 78000 | 257433887.5 | Anchorage | 17-I
| University of Alaska Anchorage | Main Apartment Complex, Unit 1 | Replace Mac 1 Annual Roof Pm (Metal) | 539000 | 257972887.5 | 539000 | 257972887.5 | Anchorage | 17-I
| University of Alaska Anchorage | Main Apartment Complex, Unit 1 | Replace Mac 1 Glycol Circ Pump P-1 | 8000 | 257980887.5 | 8000 | 257980887.5 | Anchorage | 17-I
| University of Alaska Anchorage | Main Apartment Complex, Unit 1 | Replace Mac 1 Glycol Circ Pump P-2 | 8000 | 257988887.5 | 8000 | 257988887.5 | Anchorage | 17-I
| University of Alaska Anchorage | Main Apartment Complex, Unit 1 | Replace Mannual Transfer Switch | 25000 | 258013887.5 | 25000 | 258013887.5 | Anchorage | 17-I
| University of Alaska Anchorage | Main Apartment Complex, Unit 1 | Replace Openings Exterior Doors | 594000 | 258607887.5 | 594000 | 258607887.5 | Anchorage | 17-I
| University of Alaska Anchorage | Main Apartment Complex, Unit 1 | Replace Openings Skylights | 234000 | 258841887.5 | 234000 | 258841887.5 | Anchorage | 17-I
| University of Alaska Anchorage | Main Apartment Complex, Unit 1 | Replace Pump Cp1 Variable Frequency Drive | 13000 | 258854887.5 | 13000 | 258854887.5 | Anchorage | 17-I
| University of Alaska Anchorage | Main Apartment Complex, Unit 1 | Replace Pump Cp2 Variable Frequency Drive | 13000 | 258867887.5 | 13000 | 258867887.5 | Anchorage | 17-I
| University of Alaska Anchorage | Main Apartment Complex, Unit 1 | Replace Structural Exterior Stairs | 18000 | 258885887.5 | 18000 | 258885887.5 | Anchorage | 17-I
| University of Alaska Anchorage | Main Apartment Complex, Unit 1 | Replace Supply Piping Building Distribution | 609000 | 259494887.5 | 609000 | 259494887.5 | Anchorage | 17-I
| University of Alaska Anchorage | Main Apartment Complex, Unit 1 | Replace Top Glycol Pump Cp-1 | 8000 | 259502887.5 | 8000 | 259502887.5 | Anchorage | 17-I
| University of Alaska Anchorage | Main Apartment Complex, Unit 1 | Replace Ventilation Fume Hoods - Kitchen | 703000 | 260205887.5 | 703000 | 260205887.5 | Anchorage | 17-I
| University of Alaska Anchorage | Main Apartment Complex, Unit 1 | Replace Walls Painting | 195000 | 260400887.5 | 195000 | 260400887.5 | Anchorage | 17-I
| University of Alaska Anchorage | Main Apartment Complex, Unit 1 | Replace Waste Piping Drainage Piping & Drains | 435000 | 260835887.5 | 435000 | 260835887.5 | Anchorage | 17-I
| University of Alaska Anchorage | Main Apartment Complex, Unit 1 | Upgrade to full electronic DDC - Hybrid system currently in place | 27000 | 260862887.5 | 27000 | 260862887.5 | Anchorage | 17-I
| University of Alaska Anchorage | Main Apartment Complex, Unit 2 | Replace Building Distribution Building Wiring | 315000 | 261177887.5 | 315000 | 261177887.5 | Anchorage | 17-I
| University of Alaska Anchorage | Main Apartment Complex, Unit 2 | Replace Building Distribution Circuit Breaker Panels | 47000 | 261224887.5 | 47000 | 261224887.5 | Anchorage | 17-I
| University of Alaska Anchorage | Main Apartment Complex, Unit 2 | Replace Building Distribution Emergency Circuit Wiring | 79000 | 261303887.5 | 79000 | 261303887.5 | Anchorage | 17-I
| University of Alaska Anchorage | Main Apartment Complex, Unit 2 | Replace Building Distribution Main Building Panels/Switchgear | 39000 | 261342887.5 | 39000 | 261342887.5 | Anchorage | 17-I
| University of Alaska Anchorage | Main Apartment Complex, Unit 2 | Replace Building Distribution Secondary Transformer | 158000 | 261500887.5 | 158000 | 261500887.5 | Anchorage | 17-I
| University of Alaska Anchorage | Main Apartment Complex, Unit 2 | Replace Ceilings Fixed Ceiling Replacement | 315000 | 261815887.5 | 315000 | 261815887.5 | Anchorage | 17-I
| University of Alaska Anchorage | Main Apartment Complex, Unit 2 | Replace CO Detectors (tied into Fire Alarm System) | 63000 | 261878887.5 | 63000 | 261878887.5 | Anchorage | 17-I
| University of Alaska Anchorage | Main Apartment Complex, Unit 2 | Replace ductwork/return air | 243000 | 262121887.5 | 243000 | 262121887.5 | Anchorage | 17-I
| University of Alaska Anchorage | Main Apartment Complex, Unit 2 | Replace Est3 Annuciator Panel | 133000 | 262254887.5 | 133000 | 262254887.5 | Anchorage | 17-I
| University of Alaska Anchorage | Main Apartment Complex, Unit 2 | Replace Ext. Painting Panels | 184000 | 262438887.5 | 184000 | 262438887.5 | Anchorage | 17-I
| University of Alaska Anchorage | Main Apartment Complex, Unit 2 | Replace Fixtures/Lighting Outlets and Switches | 152000 | 262590887.5 | 152000 | 262590887.5 | Anchorage | 17-I
| University of Alaska Anchorage | Main Apartment Complex, Unit 2 | Replace Floors Carpet | 227000 | 262817887.5 | 227000 | 262817887.5 | Anchorage | 17-I
| University of Alaska Anchorage | Main Apartment Complex, Unit 2 | Replace Floors Tile | 7000 | 262824887.5 | 7000 | 262824887.5 | Anchorage | 17-I
| University of Alaska Anchorage | Main Apartment Complex, Unit 2 | Replace Generation Emergency/ Backup Generation | 114000 | 262938887.5 | 114000 | 262938887.5 | Anchorage | 17-I
| University of Alaska Anchorage | Main Apartment Complex, Unit 2 | Replace Heat Vent Makeup Fan | 78000 | 263016887.5 | 78000 | 263016887.5 | Anchorage | 17-I
| University of Alaska Anchorage | Main Apartment Complex, Unit 2 | Replace Hot Water Baseboard Radiatior | 6000 | 263022887.5 | 6000 | 263022887.5 | Anchorage | 17-I
| University of Alaska Anchorage | Main Apartment Complex, Unit 2 | Replace Interior Doors & Doorways | 435000 | 263457887.5 | 435000 | 263457887.5 | Anchorage | 17-I
| University of Alaska Anchorage | Main Apartment Complex, Unit 2 | Replace Mac 2 Annual Roof Pm (Metal) | 387000 | 263844887.5 | 387000 | 263844887.5 | Anchorage | 17-I
| University of Alaska Anchorage | Main Apartment Complex, Unit 2 | Replace Mac 2 Glycol Circ Pump P-1 | 8000 | 263852887.5 | 8000 | 263852887.5 | Anchorage | 17-I
| University of Alaska Anchorage | Main Apartment Complex, Unit 2 | Replace Mac 2 Glycol Circ Pump P-2 | 8000 | 263860887.5 | 8000 | 263860887.5 | Anchorage | 17-I
| University of Alaska Anchorage | Main Apartment Complex, Unit 2 | Replace Openings Exterior Doors | 328000 | 264188887.5 | 328000 | 264188887.5 | Anchorage | 17-I
| University of Alaska Anchorage | Main Apartment Complex, Unit 2 | Replace Openings Skylights | 234000 | 264422887.5 | 234000 | 264422887.5 | Anchorage | 17-I
| University of Alaska Anchorage | Main Apartment Complex, Unit 2 | Replace Structural Exterior Stairs | 12000 | 264434887.5 | 12000 | 264434887.5 | Anchorage | 17-I
| University of Alaska Anchorage | Main Apartment Complex, Unit 2 | Replace Supply Piping Building Distribution | 368000 | 264802887.5 | 368000 | 264802887.5 | Anchorage | 17-I
| University of Alaska Anchorage | Main Apartment Complex, Unit 2 | Replace Ventilation Fume Hoods - Kitchen | 430000 | 265232887.5 | 430000 | 265232887.5 | Anchorage | 17-I
| University of Alaska Anchorage | Main Apartment Complex, Unit 2 | Replace Walls Painting | 118000 | 265350887.5 | 118000 | 265350887.5 | Anchorage | 17-I
| University of Alaska Anchorage | Main Apartment Complex, Unit 2 | Replace Waste Piping Drainage Piping & Drains | 263000 | 265613887.5 | 263000 | 265613887.5 | Anchorage | 17-I
| University of Alaska Anchorage | Main Apartment Complex, Unit 2 | Upgrade to full electronic DDC - Hybrid system currently in place | 17000 | 265630887.5 | 17000 | 265630887.5 | Anchorage | 17-I
| University of Alaska Anchorage | Main Apartment Complex, Unit 3 | Replace Building Distribution Building Wiring | 332000 | 265962887.5 | 332000 | 265962887.5 | Anchorage | 17-I
| University of Alaska Anchorage | Main Apartment Complex, Unit 3 | Replace Building Distribution Circuit Breaker Panels | 50000 | 266012887.5 | 50000 | 266012887.5 | Anchorage | 17-I
| University of Alaska Anchorage | Main Apartment Complex, Unit 3 | Replace Building Distribution Emergency Circuit Wiring | 83000 | 266095887.5 | 83000 | 266095887.5 | Anchorage | 17-I
| University of Alaska Anchorage | Main Apartment Complex, Unit 3 | Replace Building Distribution Main Building Panels/Switchgear | 39000 | 266134887.5 | 39000 | 266134887.5 | Anchorage | 17-I
| University of Alaska Anchorage | Main Apartment Complex, Unit 3 | Replace Building Distribution Secondary Transformer | 166000 | 266300887.5 | 166000 | 266300887.5 | Anchorage | 17-I
| University of Alaska Anchorage | Main Apartment Complex, Unit 3 | Replace Ceilings Fixed Ceiling Replacement | 332000 | 266632887.5 | 332000 | 266632887.5 | Anchorage | 17-I
| University of Alaska Anchorage | Main Apartment Complex, Unit 3 | Replace CO Detectors (tied into Fire Alarm System) | 66000 | 266698887.5 | 66000 | 266698887.5 | Anchorage | 17-I
| University of Alaska Anchorage | Main Apartment Complex, Unit 3 | Replace ductwork/return air | 256000 | 266954887.5 | 256000 | 266954887.5 | Anchorage | 17-I
| University of Alaska Anchorage | Main Apartment Complex, Unit 3 | Replace Est3 Annuciator Panel | 133000 | 267087887.5 | 133000 | 267087887.5 | Anchorage | 17-I
| University of Alaska Anchorage | Main Apartment Complex, Unit 3 | Replace Ext. Painting Panels | 194000 | 267281887.5 | 194000 | 267281887.5 | Anchorage | 17-I
| University of Alaska Anchorage | Main Apartment Complex, Unit 3 | Replace Fixtures/Lighting Outlets and Switches | 152000 | 267433887.5 | 152000 | 267433887.5 | Anchorage | 17-I
| University of Alaska Anchorage | Main Apartment Complex, Unit 3 | Replace Floors Carpet | 212000 | 267645887.5 | 212000 | 267645887.5 | Anchorage | 17-I
| University of Alaska Anchorage | Main Apartment Complex, Unit 3 | Replace Floors Tile | 21000 | 267666887.5 | 21000 | 267666887.5 | Anchorage | 17-I
| University of Alaska Anchorage | Main Apartment Complex, Unit 3 | Replace Floors VCT | 14000 | 267680887.5 | 14000 | 267680887.5 | Anchorage | 17-I
| University of Alaska Anchorage | Main Apartment Complex, Unit 3 | Replace Heat Vent Makeup Fan | 78000 | 267758887.5 | 78000 | 267758887.5 | Anchorage | 17-I
| University of Alaska Anchorage | Main Apartment Complex, Unit 3 | Replace Hot Water Baseboard Radiatior | 9000 | 267767887.5 | 9000 | 267767887.5 | Anchorage | 17-I
| University of Alaska Anchorage | Main Apartment Complex, Unit 3 | Replace Interior Doors & Doorways | 480000 | 268247887.5 | 480000 | 268247887.5 | Anchorage | 17-I
| University of Alaska Anchorage | Main Apartment Complex, Unit 3 | Replace Mac 3 Annual Roof Pm (Metal) | 387000 | 268634887.5 | 387000 | 268634887.5 | Anchorage | 17-I
| University of Alaska Anchorage | Main Apartment Complex, Unit 3 | Replace Mac 3 Glycol Circ Pump P-1 | 8000 | 268642887.5 | 8000 | 268642887.5 | Anchorage | 17-I
| University of Alaska Anchorage | Main Apartment Complex, Unit 3 | Replace Mac 3 Glycol Circ Pump P-2 | 8000 | 268650887.5 | 8000 | 268650887.5 | Anchorage | 17-I
| University of Alaska Anchorage | Main Apartment Complex, Unit 3 | Replace Openings Exterior Doors | 375000 | 269025887.5 | 375000 | 269025887.5 | Anchorage | 17-I
| University of Alaska Anchorage | Main Apartment Complex, Unit 3 | Replace Openings Skylights | 234000 | 269259887.5 | 234000 | 269259887.5 | Anchorage | 17-I
| University of Alaska Anchorage | Main Apartment Complex, Unit 3 | Replace Structural Exterior Stairs | 13000 | 269272887.5 | 13000 | 269272887.5 | Anchorage | 17-I
| University of Alaska Anchorage | Main Apartment Complex, Unit 3 | Replace Supply Piping Building Distribution | 387000 | 269659887.5 | 387000 | 269659887.5 | Anchorage | 17-I
| University of Alaska Anchorage | Main Apartment Complex, Unit 3 | Replace Walls Painting | 124000 | 269783887.5 | 124000 | 269783887.5 | Anchorage | 17-I
| University of Alaska Anchorage | Main Apartment Complex, Unit 3 | Replace Waste Piping Drainage Piping & Drains | 277000 | 270060887.5 | 277000 | 270060887.5 | Anchorage | 17-I
| University of Alaska Anchorage | Main Apartment Complex, Unit 3 | Upgrade to full electronic DDC - Hybrid system currently in place | 17000 | 270077887.5 | 17000 | 270077887.5 | Anchorage | 17-I
| University of Alaska Anchorage | Main Apartment Complex, Unit 4 | Replace Building Distribution Building Wiring | 338000 | 270415887.5 | 338000 | 270415887.5 | Anchorage | 17-I
| University of Alaska Anchorage | Main Apartment Complex, Unit 4 | Replace Building Distribution Circuit Breaker Panels | 51000 | 270466887.5 | 51000 | 270466887.5 | Anchorage | 17-I
| University of Alaska Anchorage | Main Apartment Complex, Unit 4 | Replace Building Distribution Emergency Circuit Wiring | 84000 | 270550887.5 | 84000 | 270550887.5 | Anchorage | 17-I
| University of Alaska Anchorage | Main Apartment Complex, Unit 4 | Replace Building Distribution Main Building Panels/Switchgear | 39000 | 270589887.5 | 39000 | 270589887.5 | Anchorage | 17-I
| University of Alaska Anchorage | Main Apartment Complex, Unit 4 | Replace Building Distribution Secondary Transformer | 169000 | 270758887.5 | 169000 | 270758887.5 | Anchorage | 17-I
| University of Alaska Anchorage | Main Apartment Complex, Unit 4 | Replace Ceilings Fixed Ceiling Replacement | 338000 | 271096887.5 | 338000 | 271096887.5 | Anchorage | 17-I
| University of Alaska Anchorage | Main Apartment Complex, Unit 4 | Replace CO Detectors (tied into Fire Alarm System) | 68000 | 271164887.5 | 68000 | 271164887.5 | Anchorage | 17-I
| University of Alaska Anchorage | Main Apartment Complex, Unit 4 | Replace ductwork/return air | 260000 | 271424887.5 | 260000 | 271424887.5 | Anchorage | 17-I
| University of Alaska Anchorage | Main Apartment Complex, Unit 4 | Replace Est3 Fire Alarm System | 133000 | 271557887.5 | 133000 | 271557887.5 | Anchorage | 17-I
| University of Alaska Anchorage | Main Apartment Complex, Unit 4 | Replace Ext. Painting Panels | 197000 | 271754887.5 | 197000 | 271754887.5 | Anchorage | 17-I
| University of Alaska Anchorage | Main Apartment Complex, Unit 4 | Replace Fixtures/Lighting Outlets and Switches | 152000 | 271906887.5 | 152000 | 271906887.5 | Anchorage | 17-I
| University of Alaska Anchorage | Main Apartment Complex, Unit 4 | Replace Floors Carpet | 216000 | 272122887.5 | 216000 | 272122887.5 | Anchorage | 17-I
| University of Alaska Anchorage | Main Apartment Complex, Unit 4 | Replace Floors Tile | 22000 | 272144887.5 | 22000 | 272144887.5 | Anchorage | 17-I
| University of Alaska Anchorage | Main Apartment Complex, Unit 4 | Replace Floors VCT | 14000 | 272158887.5 | 14000 | 272158887.5 | Anchorage | 17-I
| University of Alaska Anchorage | Main Apartment Complex, Unit 4 | Replace Heat Vent Makeup Fan | 78000 | 272236887.5 | 78000 | 272236887.5 | Anchorage | 17-I
| University of Alaska Anchorage | Main Apartment Complex, Unit 4 | Replace Hot Water Baseboard Radiatior | 6000 | 272242887.5 | 6000 | 272242887.5 | Anchorage | 17-I
| University of Alaska Anchorage | Main Apartment Complex, Unit 4 | Replace Interior Doors & Doorways | 480000 | 272722887.5 | 480000 | 272722887.5 | Anchorage | 17-I
| University of Alaska Anchorage | Main Apartment Complex, Unit 4 | Replace Mac 4 Annual Roof Pm (Metal) | 387000 | 273109887.5 | 387000 | 273109887.5 | Anchorage | 17-I
| University of Alaska Anchorage | Main Apartment Complex, Unit 4 | Replace Mac 4 Glycol Circ Pump P-1 | 8000 | 273117887.5 | 8000 | 273117887.5 | Anchorage | 17-I
| University of Alaska Anchorage | Main Apartment Complex, Unit 4 | Replace Mac 4 Glycol Circ Pump P-2 | 8000 | 273125887.5 | 8000 | 273125887.5 | Anchorage | 17-I
| University of Alaska Anchorage | Main Apartment Complex, Unit 4 | Replace Openings Exterior Doors | 344000 | 273469887.5 | 344000 | 273469887.5 | Anchorage | 17-I
| University of Alaska Anchorage | Main Apartment Complex, Unit 4 | Replace Openings Skylights | 234000 | 273703887.5 | 234000 | 273703887.5 | Anchorage | 17-I
| University of Alaska Anchorage | Main Apartment Complex, Unit 4 | Replace Structural Exterior Stairs | 13000 | 273716887.5 | 13000 | 273716887.5 | Anchorage | 17-I
| University of Alaska Anchorage | Main Apartment Complex, Unit 4 | Replace Supply Piping Building Distribution | 394000 | 274110887.5 | 394000 | 274110887.5 | Anchorage | 17-I
| University of Alaska Anchorage | Main Apartment Complex, Unit 4 | Replace Ventilation Fume Hoods - Kitchen | 469000 | 274579887.5 | 469000 | 274579887.5 | Anchorage | 17-I
| University of Alaska Anchorage | Main Apartment Complex, Unit 4 | Replace Walls Painting | 126000 | 274705887.5 | 126000 | 274705887.5 | Anchorage | 17-I
| University of Alaska Anchorage | Main Apartment Complex, Unit 4 | Replace Waste Piping Drainage Piping & Drains | 281000 | 274986887.5 | 281000 | 274986887.5 | Anchorage | 17-I
| University of Alaska Anchorage | Main Apartment Complex, Unit 4 | Upgrade to full electronic DDC - Hybrid system currently in place | 17000 | 275003887.5 | 17000 | 275003887.5 | Anchorage | 17-I
| University of Alaska Anchorage | Main Apartment Complex, Unit 5 | Replace Building Distribution Building Wiring | 314000 | 275317887.5 | 314000 | 275317887.5 | Anchorage | 17-I
| University of Alaska Anchorage | Main Apartment Complex, Unit 5 | Replace Building Distribution Circuit Breaker Panels | 47000 | 275364887.5 | 47000 | 275364887.5 | Anchorage | 17-I
| University of Alaska Anchorage | Main Apartment Complex, Unit 5 | Replace Building Distribution Emergency Circuit Wiring | 78000 | 275442887.5 | 78000 | 275442887.5 | Anchorage | 17-I
| University of Alaska Anchorage | Main Apartment Complex, Unit 5 | Replace Building Distribution Main Building Panels/Switchgear | 39000 | 275481887.5 | 39000 | 275481887.5 | Anchorage | 17-I
| University of Alaska Anchorage | Main Apartment Complex, Unit 5 | Replace Building Distribution Secondary Transformer | 157000 | 275638887.5 | 157000 | 275638887.5 | Anchorage | 17-I
| University of Alaska Anchorage | Main Apartment Complex, Unit 5 | Replace Ceilings Fixed Ceiling Replacement | 314000 | 275952887.5 | 314000 | 275952887.5 | Anchorage | 17-I
| University of Alaska Anchorage | Main Apartment Complex, Unit 5 | Replace CO Detectors (tied into Fire Alarm System) | 63000 | 276015887.5 | 63000 | 276015887.5 | Anchorage | 17-I
| University of Alaska Anchorage | Main Apartment Complex, Unit 5 | Replace ductwork/return air | 242000 | 276257887.5 | 242000 | 276257887.5 | Anchorage | 17-I
| University of Alaska Anchorage | Main Apartment Complex, Unit 5 | Replace Est3 Fire Alarm System | 133000 | 276390887.5 | 133000 | 276390887.5 | Anchorage | 17-I
| University of Alaska Anchorage | Main Apartment Complex, Unit 5 | Replace Ext. Painting Panels | 183000 | 276573887.5 | 183000 | 276573887.5 | Anchorage | 17-I
| University of Alaska Anchorage | Main Apartment Complex, Unit 5 | Replace Fixtures/Lighting Indoor Lighting | 167000 | 276740887.5 | 167000 | 276740887.5 | Anchorage | 17-I
| University of Alaska Anchorage | Main Apartment Complex, Unit 5 | Replace Fixtures/Lighting Outlets and Switches | 152000 | 276892887.5 | 152000 | 276892887.5 | Anchorage | 17-I
| University of Alaska Anchorage | Main Apartment Complex, Unit 5 | Replace Floors Carpet | 201000 | 277093887.5 | 201000 | 277093887.5 | Anchorage | 17-I
| University of Alaska Anchorage | Main Apartment Complex, Unit 5 | Replace Floors Tile | 20000 | 277113887.5 | 20000 | 277113887.5 | Anchorage | 17-I
| University of Alaska Anchorage | Main Apartment Complex, Unit 5 | Replace Floors VCT | 13000 | 277126887.5 | 13000 | 277126887.5 | Anchorage | 17-I
| University of Alaska Anchorage | Main Apartment Complex, Unit 5 | Replace Heat Vent Makeup Fan | 78000 | 277204887.5 | 78000 | 277204887.5 | Anchorage | 17-I
| University of Alaska Anchorage | Main Apartment Complex, Unit 5 | Replace Hot Water Baseboard Radiatior | 6000 | 277210887.5 | 6000 | 277210887.5 | Anchorage | 17-I
| University of Alaska Anchorage | Main Apartment Complex, Unit 5 | Replace Interior Doors & Doorways | 435000 | 277645887.5 | 435000 | 277645887.5 | Anchorage | 17-I
| University of Alaska Anchorage | Main Apartment Complex, Unit 5 | Replace Mac 5 Annual Roof Pm (Metal) | 387000 | 278032887.5 | 387000 | 278032887.5 | Anchorage | 17-I
| University of Alaska Anchorage | Main Apartment Complex, Unit 5 | Replace Mac 5 Glycol Circ Pump P-1 | 8000 | 278040887.5 | 8000 | 278040887.5 | Anchorage | 17-I
| University of Alaska Anchorage | Main Apartment Complex, Unit 5 | Replace Mac 5 Glycol Circ Pump P-2 | 8000 | 278048887.5 | 8000 | 278048887.5 | Anchorage | 17-I
| University of Alaska Anchorage | Main Apartment Complex, Unit 5 | Replace Openings Exterior Doors | 297000 | 278345887.5 | 297000 | 278345887.5 | Anchorage | 17-I
| University of Alaska Anchorage | Main Apartment Complex, Unit 5 | Replace Openings Skylights | 234000 | 278579887.5 | 234000 | 278579887.5 | Anchorage | 17-I
| University of Alaska Anchorage | Main Apartment Complex, Unit 5 | Replace Structural Exterior Stairs | 13000 | 278592887.5 | 13000 | 278592887.5 | Anchorage | 17-I
| University of Alaska Anchorage | Main Apartment Complex, Unit 5 | Replace Supply Piping Building Distribution | 366000 | 278958887.5 | 366000 | 278958887.5 | Anchorage | 17-I
| University of Alaska Anchorage | Main Apartment Complex, Unit 5 | Replace Ventilation Fume Hoods - Kitchen | 430000 | 279388887.5 | 430000 | 279388887.5 | Anchorage | 17-I
| University of Alaska Anchorage | Main Apartment Complex, Unit 5 | Replace Walls Painting | 117000 | 279505887.5 | 117000 | 279505887.5 | Anchorage | 17-I
| University of Alaska Anchorage | Main Apartment Complex, Unit 5 | Replace Waste Piping Drainage Piping & Drains | 261000 | 279766887.5 | 261000 | 279766887.5 | Anchorage | 17-I
| University of Alaska Anchorage | Main Apartment Complex, Unit 5 | Upgrade to full electronic DDC - Hybrid system currently in place | 17000 | 279783887.5 | 17000 | 279783887.5 | Anchorage | 17-I
| University of Alaska Anchorage | Main Apartment Complex, Unit 6 | Replace Bathroom Renovations Small Bath - 1 to 3 units with Shower | 664000 | 280447887.5 | 664000 | 280447887.5 | Anchorage | 17-I
| University of Alaska Anchorage | Main Apartment Complex, Unit 6 | Replace Boiler Room Fan 1 | 78000 | 280525887.5 | 78000 | 280525887.5 | Anchorage | 17-I
| University of Alaska Anchorage | Main Apartment Complex, Unit 6 | Replace Building Distribution Automatic Transfer Switch | 25000 | 280550887.5 | 25000 | 280550887.5 | Anchorage | 17-I
| University of Alaska Anchorage | Main Apartment Complex, Unit 6 | Replace Building Distribution Building Wiring | 483000 | 281033887.5 | 483000 | 281033887.5 | Anchorage | 17-I
| University of Alaska Anchorage | Main Apartment Complex, Unit 6 | Replace Building Distribution Circuit Breaker Panels | 72000 | 281105887.5 | 72000 | 281105887.5 | Anchorage | 17-I
| University of Alaska Anchorage | Main Apartment Complex, Unit 6 | Replace Building Distribution Emergency Circuit Wiring | 121000 | 281226887.5 | 121000 | 281226887.5 | Anchorage | 17-I
| University of Alaska Anchorage | Main Apartment Complex, Unit 6 | Replace Building Distribution Main Building Panels/Switchgear | 39000 | 281265887.5 | 39000 | 281265887.5 | Anchorage | 17-I
| University of Alaska Anchorage | Main Apartment Complex, Unit 6 | Replace Building Distribution Secondary Transformer | 241000 | 281506887.5 | 241000 | 281506887.5 | Anchorage | 17-I
| University of Alaska Anchorage | Main Apartment Complex, Unit 6 | Replace Burnham Condensing Boiler 1A Ak #143326 | 386000 | 281892887.5 | 386000 | 281892887.5 | Anchorage | 17-I
| University of Alaska Anchorage | Main Apartment Complex, Unit 6 | Replace Burnham Condensing Boiler 1B Alaska #143327 | 386000 | 282278887.5 | 386000 | 282278887.5 | Anchorage | 17-I
| University of Alaska Anchorage | Main Apartment Complex, Unit 6 | Replace Ceilings Fixed Ceiling Replacement | 483000 | 282761887.5 | 483000 | 282761887.5 | Anchorage | 17-I
| University of Alaska Anchorage | Main Apartment Complex, Unit 6 | Replace CO Detectors (tied into Fire Alarm System) | 97000 | 282858887.5 | 97000 | 282858887.5 | Anchorage | 17-I
| University of Alaska Anchorage | Main Apartment Complex, Unit 6 | Replace Domestic Hot Water Heater 1 | 58000 | 282916887.5 | 58000 | 282916887.5 | Anchorage | 17-I
| University of Alaska Anchorage | Main Apartment Complex, Unit 6 | Replace Domestic Water Expansion Tank 6-Et-1 | 23000 | 282939887.5 | 23000 | 282939887.5 | Anchorage | 17-I
| University of Alaska Anchorage | Main Apartment Complex, Unit 6 | Replace ductwork/return air | 372000 | 283311887.5 | 372000 | 283311887.5 | Anchorage | 17-I
| University of Alaska Anchorage | Main Apartment Complex, Unit 6 | Replace Est3 Fire Alarm System | 133000 | 283444887.5 | 133000 | 283444887.5 | Anchorage | 17-I
| University of Alaska Anchorage | Main Apartment Complex, Unit 6 | Replace Ext. Painting Panels | 282000 | 283726887.5 | 282000 | 283726887.5 | Anchorage | 17-I
| University of Alaska Anchorage | Main Apartment Complex, Unit 6 | Replace Fixtures & Fittings Faucets & Sinks | 68000 | 283794887.5 | 68000 | 283794887.5 | Anchorage | 17-I
| University of Alaska Anchorage | Main Apartment Complex, Unit 6 | Replace Fixtures/Lighting Outlets and Switches | 152000 | 283946887.5 | 152000 | 283946887.5 | Anchorage | 17-I
| University of Alaska Anchorage | Main Apartment Complex, Unit 6 | Replace Floors Carpet | 348000 | 284294887.5 | 348000 | 284294887.5 | Anchorage | 17-I
| University of Alaska Anchorage | Main Apartment Complex, Unit 6 | Replace Floors Tile | 31000 | 284325887.5 | 31000 | 284325887.5 | Anchorage | 17-I
| University of Alaska Anchorage | Main Apartment Complex, Unit 6 | Replace Glycol Expansion Tank 6-Et-2 | 23000 | 284348887.5 | 23000 | 284348887.5 | Anchorage | 17-I
| University of Alaska Anchorage | Main Apartment Complex, Unit 6 | Replace Glycol Fill Tank 1 | 2000 | 284350887.5 | 2000 | 284350887.5 | Anchorage | 17-I
| University of Alaska Anchorage | Main Apartment Complex, Unit 6 | Replace Heat Vent Makeup Fan | 78000 | 284428887.5 | 78000 | 284428887.5 | Anchorage | 17-I
| University of Alaska Anchorage | Main Apartment Complex, Unit 6 | Replace Interior Doors & Doorways | 670000 | 285098887.5 | 670000 | 285098887.5 | Anchorage | 17-I
| University of Alaska Anchorage | Main Apartment Complex, Unit 6 | Replace Mac 6 Annual Roof Pm (Metal) | 516000 | 285614887.5 | 516000 | 285614887.5 | Anchorage | 17-I
| University of Alaska Anchorage | Main Apartment Complex, Unit 6 | Replace Openings Exterior Doors | 484000 | 286098887.5 | 484000 | 286098887.5 | Anchorage | 17-I
| University of Alaska Anchorage | Main Apartment Complex, Unit 6 | Replace Openings Skylights | 234000 | 286332887.5 | 234000 | 286332887.5 | Anchorage | 17-I
| University of Alaska Anchorage | Main Apartment Complex, Unit 6 | Replace Structural Exterior Stairs | 20000 | 286352887.5 | 20000 | 286352887.5 | Anchorage | 17-I
| University of Alaska Anchorage | Main Apartment Complex, Unit 6 | Replace Supply Piping Building Distribution | 563000 | 286915887.5 | 563000 | 286915887.5 | Anchorage | 17-I
| University of Alaska Anchorage | Main Apartment Complex, Unit 6 | Replace Ventilation Fume Hoods - Kitchen | 664000 | 287579887.5 | 664000 | 287579887.5 | Anchorage | 17-I
| University of Alaska Anchorage | Main Apartment Complex, Unit 6 | Replace Walls Painting | 180000 | 287759887.5 | 180000 | 287759887.5 | Anchorage | 17-I
| University of Alaska Anchorage | Main Apartment Complex, Unit 6 | Replace Waste Piping Drainage Piping & Drains | 402000 | 288161887.5 | 402000 | 288161887.5 | Anchorage | 17-I
| University of Alaska Anchorage | Main Apartment Complex, Unit 6 | Upgrade to full electronic DDC - Hybrid system currently in place | 25000 | 288186887.5 | 25000 | 288186887.5 | Anchorage | 17-I
| University of Alaska Anchorage | McDonald, Beatrice G. Hall | Point and refinish painted block wall, 1st floor | 252000 | 288438887.5 | 252000 | 288438887.5 | Anchorage | 17-I
| University of Alaska Anchorage | McDonald, Beatrice G. Hall | Replace carpet | 220000 | 288658887.5 | 220000 | 288658887.5 | Anchorage | 17-I
| University of Alaska Anchorage | McDonald, Beatrice G. Hall | Replace central station A.H.U. | 427000 | 289085887.5 | 427000 | 289085887.5 | Anchorage | 17-I
| University of Alaska Anchorage | McDonald, Beatrice G. Hall | Replace expansion tank | 121000 | 289206887.5 | 121000 | 289206887.5 | Anchorage | 17-I
| University of Alaska Anchorage | McDonald, Beatrice G. Hall | Replace unit heater, steam | 18000 | 289224887.5 | 18000 | 289224887.5 | Anchorage | 17-I
| University of Alaska Anchorage | McDonald, Beatrice G. Hall | Replace variable frequency drive | 101000 | 289325887.5 | 101000 | 289325887.5 | Anchorage | 17-I
| University of Alaska Anchorage | Monserud, Sally Hall | 5 ea. 9348 Switches, 2 ea UPS's | 47000 | 289372887.5 | 47000 | 289372887.5 | Anchorage | 17-I
| University of Alaska Anchorage | Monserud, Sally Hall | Ductwork Cleaning | 17000 | 289389887.5 | 17000 | 289389887.5 | Anchorage | 17-I
| University of Alaska Anchorage | Monserud, Sally Hall | Repaint Ext. Painting Panels | 193000 | 289582887.5 | 193000 | 289582887.5 | Anchorage | 17-I
| University of Alaska Anchorage | Monserud, Sally Hall | Replace Ada Accessible Door | 30000 | 289612887.5 | 30000 | 289612887.5 | Anchorage | 17-I
| University of Alaska Anchorage | Monserud, Sally Hall | Replace Air Handler (Major Remodel of space needed) | 449000 | 290061887.5 | 449000 | 290061887.5 | Anchorage | 17-I
| University of Alaska Anchorage | Monserud, Sally Hall | Replace Bathroom Renovations Med Bath - 4 to 5 units no Shower | 156000 | 290217887.5 | 156000 | 290217887.5 | Anchorage | 17-I
| University of Alaska Anchorage | Monserud, Sally Hall | Replace boiler | 331000 | 290548887.5 | 331000 | 290548887.5 | Anchorage | 17-I
| University of Alaska Anchorage | Monserud, Sally Hall | Replace Boiler 1 | 331000 | 290879887.5 | 331000 | 290879887.5 | Anchorage | 17-I
| University of Alaska Anchorage | Monserud, Sally Hall | Replace Boiler 2 | 331000 | 291210887.5 | 331000 | 291210887.5 | Anchorage | 17-I
| University of Alaska Anchorage | Monserud, Sally Hall | Replace Boiler Recirc Pump 3 | 8000 | 291218887.5 | 8000 | 291218887.5 | Anchorage | 17-I
| University of Alaska Anchorage | Monserud, Sally Hall | Replace Boiler Room Mau Sf-1 | 78000 | 291296887.5 | 78000 | 291296887.5 | Anchorage | 17-I
| University of Alaska Anchorage | Monserud, Sally Hall | Replace Building Distribution Automatic Transfer Switch | 25000 | 291321887.5 | 25000 | 291321887.5 | Anchorage | 17-I
| University of Alaska Anchorage | Monserud, Sally Hall | Replace Building Distribution Building Piping - 2 Pipe or steam | 414000 | 291735887.5 | 414000 | 291735887.5 | Anchorage | 17-I
| University of Alaska Anchorage | Monserud, Sally Hall | Replace Building Distribution Building Wiring | 414000 | 292149887.5 | 414000 | 292149887.5 | Anchorage | 17-I
| University of Alaska Anchorage | Monserud, Sally Hall | Replace Building Distribution Circuit Breaker Panels | 62000 | 292211887.5 | 62000 | 292211887.5 | Anchorage | 17-I
| University of Alaska Anchorage | Monserud, Sally Hall | Replace Building Distribution Emergency Circuit Wiring | 103000 | 292314887.5 | 103000 | 292314887.5 | Anchorage | 17-I
| University of Alaska Anchorage | Monserud, Sally Hall | Replace Building Distribution Main Building Panels/Switchgear | 39000 | 292353887.5 | 39000 | 292353887.5 | Anchorage | 17-I
| University of Alaska Anchorage | Monserud, Sally Hall | Replace Building Distribution Secondary Transformer | 207000 | 292560887.5 | 207000 | 292560887.5 | Anchorage | 17-I
| University of Alaska Anchorage | Monserud, Sally Hall | Replace building piping | 600000 | 293160887.5 | 600000 | 293160887.5 | Anchorage | 17-I
| University of Alaska Anchorage | Monserud, Sally Hall | Replace Ceilings Drop Ceiling Replacement | 276000 | 293436887.5 | 276000 | 293436887.5 | Anchorage | 17-I
| University of Alaska Anchorage | Monserud, Sally Hall | Replace Circ Pumps | 8000 | 293444887.5 | 8000 | 293444887.5 | Anchorage | 17-I
| University of Alaska Anchorage | Monserud, Sally Hall | Replace ductwork/return air | 319000 | 293763887.5 | 319000 | 293763887.5 | Anchorage | 17-I
| University of Alaska Anchorage | Monserud, Sally Hall | Replace East Entry Heater | 6000 | 293769887.5 | 6000 | 293769887.5 | Anchorage | 17-I
| University of Alaska Anchorage | Monserud, Sally Hall | Replace Est3 Fire Alarm System | 133000 | 293902887.5 | 133000 | 293902887.5 | Anchorage | 17-I
| University of Alaska Anchorage | Monserud, Sally Hall | Replace Fan Dx Unit For Comm Room | 39000 | 293941887.5 | 39000 | 293941887.5 | Anchorage | 17-I
| University of Alaska Anchorage | Monserud, Sally Hall | Replace Fire Alarm Nac Circuit Power Supply | 399000 | 294340887.5 | 399000 | 294340887.5 | Anchorage | 17-I
| University of Alaska Anchorage | Monserud, Sally Hall | Replace Fire Protection/ Egress Exit Signage | 43000 | 294383887.5 | 43000 | 294383887.5 | Anchorage | 17-I
| University of Alaska Anchorage | Monserud, Sally Hall | Replace Fixtures & Fittings Faucets & Sinks | 4000 | 294387887.5 | 4000 | 294387887.5 | Anchorage | 17-I
| University of Alaska Anchorage | Monserud, Sally Hall | Replace Fixtures/Lighting Indoor Lighting | 221000 | 294608887.5 | 221000 | 294608887.5 | Anchorage | 17-I
| University of Alaska Anchorage | Monserud, Sally Hall | Replace Fixtures/Lighting Occupancy Sensors for Lighting | 9000 | 294617887.5 | 9000 | 294617887.5 | Anchorage | 17-I
| University of Alaska Anchorage | Monserud, Sally Hall | Replace Fixtures/Lighting Outlets and Switches | 60000 | 294677887.5 | 60000 | 294677887.5 | Anchorage | 17-I
| University of Alaska Anchorage | Monserud, Sally Hall | Replace Generation Emergency/ Backup Generation | 4000 | 294681887.5 | 4000 | 294681887.5 | Anchorage | 17-I
| University of Alaska Anchorage | Monserud, Sally Hall | Replace Glycol Piping | 950000 | 295631887.5 | 950000 | 295631887.5 | Anchorage | 17-I
| University of Alaska Anchorage | Monserud, Sally Hall | Replace Glycol System Pump 1 | 8000 | 295639887.5 | 8000 | 295639887.5 | Anchorage | 17-I
| University of Alaska Anchorage | Monserud, Sally Hall | Replace Glycol System Pump 2 | 8000 | 295647887.5 | 8000 | 295647887.5 | Anchorage | 17-I
| University of Alaska Anchorage | Monserud, Sally Hall | Replace Gutters & Leaders Leaders- Interior | 2000 | 295649887.5 | 2000 | 295649887.5 | Anchorage | 17-I
| University of Alaska Anchorage | Monserud, Sally Hall | Replace Interior Doors & Doorways | 270000 | 295919887.5 | 270000 | 295919887.5 | Anchorage | 17-I
| University of Alaska Anchorage | Monserud, Sally Hall | Replace Math Lab Heating And Cooling Rtu | 2000 | 295921887.5 | 2000 | 295921887.5 | Anchorage | 17-I
| University of Alaska Anchorage | Monserud, Sally Hall | Replace Ne Entry Way Heater | 6000 | 295927887.5 | 6000 | 295927887.5 | Anchorage | 17-I
| University of Alaska Anchorage | Monserud, Sally Hall | Replace Nw Entry Way Heater | 6000 | 295933887.5 | 6000 | 295933887.5 | Anchorage | 17-I
| University of Alaska Anchorage | Monserud, Sally Hall | Replace Openings Windows - Medium | 94000 | 296027887.5 | 94000 | 296027887.5 | Anchorage | 17-I
| University of Alaska Anchorage | Monserud, Sally Hall | Replace RTU 1 | 150000 | 296177887.5 | 150000 | 296177887.5 | Anchorage | 17-I
| University of Alaska Anchorage | Monserud, Sally Hall | Replace Rtu 1 Computer Lab Dc Component | 2000 | 296179887.5 | 2000 | 296179887.5 | Anchorage | 17-I
| University of Alaska Anchorage | Monserud, Sally Hall | Replace RTU 2 | 150000 | 296329887.5 | 150000 | 296329887.5 | Anchorage | 17-I
| University of Alaska Anchorage | Monserud, Sally Hall | Replace Secondary Service Motor Control Center | 125000 | 296454887.5 | 125000 | 296454887.5 | Anchorage | 17-I
| University of Alaska Anchorage | Monserud, Sally Hall | Replace Smh Annual Roof Pm (Bur Ballasted) | 493000 | 296947887.5 | 493000 | 296947887.5 | Anchorage | 17-I
| University of Alaska Anchorage | Monserud, Sally Hall | Replace South Entry Way Heater | 6000 | 296953887.5 | 6000 | 296953887.5 | Anchorage | 17-I
| University of Alaska Anchorage | Monserud, Sally Hall | Replace Supply Fan 1 | 125000 | 297078887.5 | 125000 | 297078887.5 | Anchorage | 17-I
| University of Alaska Anchorage | Monserud, Sally Hall | Replace Supply Piping Building Distribution | 483000 | 297561887.5 | 483000 | 297561887.5 | Anchorage | 17-I
| University of Alaska Anchorage | Monserud, Sally Hall | Replace W Entry Way Heater | 6000 | 297567887.5 | 6000 | 297567887.5 | Anchorage | 17-I
| University of Alaska Anchorage | Monserud, Sally Hall | Replace Walls Painting | 154000 | 297721887.5 | 154000 | 297721887.5 | Anchorage | 17-I
| University of Alaska Anchorage | Monserud, Sally Hall | Replace Waste Piping Drainage Piping & Drains | 345000 | 298066887.5 | 345000 | 298066887.5 | Anchorage | 17-I
| University of Alaska Anchorage | Monserud, Sally Hall | Replace Writing Lab Heating Cooling Rtu | 2000 | 298068887.5 | 2000 | 298068887.5 | Anchorage | 17-I
| University of Alaska Anchorage | Monserud, Sally Hall | Should be addressed every 10 years joints between precast panels | 11000 | 298079887.5 | 11000 | 298079887.5 | Anchorage | 17-I
| University of Alaska Anchorage | Monserud, Sally Hall | Some cabling needs to be replaced | 60000 | 298139887.5 | 60000 | 298139887.5 | Anchorage | 17-I
| University of Alaska Anchorage | Monserud, Sally Hall | Upgrade to electronic DDC | 2000 | 298141887.5 | 2000 | 298141887.5 | Anchorage | 17-I
| University of Alaska Anchorage | Natural Sciences Building | Interior Wall Painting | 133000 | 298274887.5 | 133000 | 298274887.5 | Anchorage | 17-I
| University of Alaska Anchorage | Natural Sciences Building | Replace circulator. pump, 1 H.P. | 28000 | 298302887.5 | 28000 | 298302887.5 | Anchorage | 17-I
| University of Alaska Anchorage | Natural Sciences Building | Replace DHW Storage | 16000 | 298318887.5 | 16000 | 298318887.5 | Anchorage | 17-I
| University of Alaska Anchorage | Natural Sciences Building | Replace expansion tank | 78000 | 298396887.5 | 78000 | 298396887.5 | Anchorage | 17-I
| University of Alaska Anchorage | Natural Sciences Building | Replace fan, induced draft | 48000 | 298444887.5 | 48000 | 298444887.5 | Anchorage | 17-I
| University of Alaska Anchorage | Natural Sciences Building | Replace fluorescent fixture, lay-in, recess mtd, 2' x 4', two 40 W | 246000 | 298690887.5 | 246000 | 298690887.5 | Anchorage | 17-I
| University of Alaska Anchorage | Natural Sciences Building | Replace fume hood sash | 156000 | 298846887.5 | 156000 | 298846887.5 | Anchorage | 17-I
| University of Alaska Anchorage | Natural Sciences Building | Replace pump / motor assembly circulation pump, 3 HP | 2000 | 298848887.5 | 2000 | 298848887.5 | Anchorage | 17-I
| University of Alaska Anchorage | Natural Sciences Building | Replace roof mounted exhaust fan | 49000 | 298897887.5 | 49000 | 298897887.5 | Anchorage | 17-I
| University of Alaska Anchorage | Natural Sciences Building | Replace secondary transformer | 197000 | 299094887.5 | 197000 | 299094887.5 | Anchorage | 17-I
| University of Alaska Anchorage | Natural Sciences Building | Replace separator | 4000 | 299098887.5 | 4000 | 299098887.5 | Anchorage | 17-I
| University of Alaska Anchorage | Natural Sciences Building | Replace switchgeartop line | 62000 | 299160887.5 | 62000 | 299160887.5 | Anchorage | 17-I
| University of Alaska Anchorage | Natural Sciences Building | Replace variable frequency drive | 138000 | 299298887.5 | 138000 | 299298887.5 | Anchorage | 17-I
| University of Alaska Anchorage | North Hall | 1 ea. UPS | 3500 | 299302387.5 | 3500 | 299302387.5 | Anchorage | 17-I
| University of Alaska Anchorage | North Hall | Recaulking Building Exteriors | 30000 | 299332387.5 | 30000 | 299332387.5 | Anchorage | 17-I
| University of Alaska Anchorage | North Hall | Replace Air Handling Dampers | 30000 | 299362387.5 | 30000 | 299362387.5 | Anchorage | 17-I
| University of Alaska Anchorage | North Hall | Replace Bathroom Renovations Small Bath | 2414000 | 301776387.5 | 2414000 | 301776387.5 | Anchorage | 17-I
| University of Alaska Anchorage | North Hall | Replace Boiler 1R Alaska #2K0907 | 500000 | 302276387.5 | 500000 | 302276387.5 | Anchorage | 17-I
| University of Alaska Anchorage | North Hall | Replace Boiler 2R Alaska #2K8906 | 500000 | 302776387.5 | 500000 | 302776387.5 | Anchorage | 17-I
| University of Alaska Anchorage | North Hall | Replace Boiler Room Makeup Air Fan | 78000 | 302854387.5 | 78000 | 302854387.5 | Anchorage | 17-I
| University of Alaska Anchorage | North Hall | Replace Cab Elevator Passenger 3000 Lbs | 150000 | 303004387.5 | 150000 | 303004387.5 | Anchorage | 17-I
| University of Alaska Anchorage | North Hall | Replace Ceilings Drop Ceiling Replacement | 161000 | 303165387.5 | 161000 | 303165387.5 | Anchorage | 17-I
| University of Alaska Anchorage | North Hall | Replace Ceilings Fixed Ceiling Replacement | 967000 | 304132387.5 | 967000 | 304132387.5 | Anchorage | 17-I
| University of Alaska Anchorage | North Hall | Replace Comm Room Ac Unit | 39000 | 304171387.5 | 39000 | 304171387.5 | Anchorage | 17-I
| University of Alaska Anchorage | North Hall | Replace Controls Elevator Passenger 3000 Lbs | 175000 | 304346387.5 | 175000 | 304346387.5 | Anchorage | 17-I
| University of Alaska Anchorage | North Hall | Replace Domestic Hot Water Circ Pump 7 | 8000 | 304354387.5 | 8000 | 304354387.5 | Anchorage | 17-I
| University of Alaska Anchorage | North Hall | Replace Elevator Passenger 3000 Lbs | 500000 | 304854387.5 | 500000 | 304854387.5 | Anchorage | 17-I
| University of Alaska Anchorage | North Hall | Replace Evo High Efficiency On Demand Water Heater Cascade Lead | 12000 | 304866387.5 | 12000 | 304866387.5 | Anchorage | 17-I
| University of Alaska Anchorage | North Hall | Replace Evo High Efficiency On Demand Water Heater Lag 1 | 12000 | 304878387.5 | 12000 | 304878387.5 | Anchorage | 17-I
| University of Alaska Anchorage | North Hall | Replace Evo High Efficiency On Demand Water Heater Lag 2 | 12000 | 304890387.5 | 12000 | 304890387.5 | Anchorage | 17-I
| University of Alaska Anchorage | North Hall | Replace Expansion Tank Et-1R Alaska #121254 | 23000 | 304913387.5 | 23000 | 304913387.5 | Anchorage | 17-I
| University of Alaska Anchorage | North Hall | Replace Expansion Tank Et-2R | 23000 | 304936387.5 | 23000 | 304936387.5 | Anchorage | 17-I
| University of Alaska Anchorage | North Hall | Replace Expansion Tank Et-3R | 23000 | 304959387.5 | 23000 | 304959387.5 | Anchorage | 17-I
| University of Alaska Anchorage | North Hall | Replace Fixtures & Fittings Faucets & Sinks | 4000 | 304963387.5 | 4000 | 304963387.5 | Anchorage | 17-I
| University of Alaska Anchorage | North Hall | Replace Fixtures/Lighting Indoor Lighting | 645000 | 305608387.5 | 645000 | 305608387.5 | Anchorage | 17-I
| University of Alaska Anchorage | North Hall | Replace Fixtures/Lighting Outlets and Switches | 411000 | 306019387.5 | 411000 | 306019387.5 | Anchorage | 17-I
| University of Alaska Anchorage | North Hall | Replace Floors Carpet | 677000 | 306696387.5 | 677000 | 306696387.5 | Anchorage | 17-I
| University of Alaska Anchorage | North Hall | Replace Floors Tile | 77000 | 306773387.5 | 77000 | 306773387.5 | Anchorage | 17-I
| University of Alaska Anchorage | North Hall | Replace Floors VCT | 100000 | 306873387.5 | 100000 | 306873387.5 | Anchorage | 17-I
| University of Alaska Anchorage | North Hall | Replace Glycol Circ Pump 3R | 8000 | 306881387.5 | 8000 | 306881387.5 | Anchorage | 17-I
| University of Alaska Anchorage | North Hall | Replace Glycol Circ Pump 4R | 8000 | 306889387.5 | 8000 | 306889387.5 | Anchorage | 17-I
| University of Alaska Anchorage | North Hall | Replace Glycol Fill Tank | 2000 | 306891387.5 | 2000 | 306891387.5 | Anchorage | 17-I
| University of Alaska Anchorage | North Hall | Replace Glycol Heat Exchanger | 145000 | 307036387.5 | 145000 | 307036387.5 | Anchorage | 17-I
| University of Alaska Anchorage | North Hall | Replace Glycol Pump 1-R | 8000 | 307044387.5 | 8000 | 307044387.5 | Anchorage | 17-I
| University of Alaska Anchorage | North Hall | Replace Glycol Pump 2-R | 8000 | 307052387.5 | 8000 | 307052387.5 | Anchorage | 17-I
| University of Alaska Anchorage | North Hall | Replace Interior Doors & Doorways | 2180000 | 309232387.5 | 2180000 | 309232387.5 | Anchorage | 17-I
| University of Alaska Anchorage | North Hall | Replace Main Entry West Heater 1A | 6000 | 309238387.5 | 6000 | 309238387.5 | Anchorage | 17-I
| University of Alaska Anchorage | North Hall | Replace North Hall Annual Roof Pm (Tpo) | 316000 | 309554387.5 | 316000 | 309554387.5 | Anchorage | 17-I
| University of Alaska Anchorage | North Hall | Replace Openings Exterior Doors | 125000 | 309679387.5 | 125000 | 309679387.5 | Anchorage | 17-I
| University of Alaska Anchorage | North Hall | Replace Openings Windows - Large | 188000 | 309867387.5 | 188000 | 309867387.5 | Anchorage | 17-I
| University of Alaska Anchorage | North Hall | Replace Openings Windows - Small | 373000 | 310240387.5 | 373000 | 310240387.5 | Anchorage | 17-I
| University of Alaska Anchorage | North Hall | Replace Piping | 1209000 | 311449387.5 | 1209000 | 311449387.5 | Anchorage | 17-I
| University of Alaska Anchorage | North Hall | Replace Rear Entry Heater East 1B | 6000 | 311455387.5 | 6000 | 311455387.5 | Anchorage | 17-I
| University of Alaska Anchorage | North Hall | Replace Rtu 1D | 2000000 | 313455387.5 | 2000000 | 313455387.5 | Anchorage | 17-I
| University of Alaska Anchorage | North Hall | Replace Rtu 1R | 125000 | 313580387.5 | 125000 | 313580387.5 | Anchorage | 17-I
| University of Alaska Anchorage | North Hall | Replace Rtu 2D | 2000000 | 315580387.5 | 2000000 | 315580387.5 | Anchorage | 17-I
| University of Alaska Anchorage | North Hall | Replace Rtu 2R | 125000 | 315705387.5 | 125000 | 315705387.5 | Anchorage | 17-I
| University of Alaska Anchorage | North Hall | Replace Rtu Coil Pump 5D | 8000 | 315713387.5 | 8000 | 315713387.5 | Anchorage | 17-I
| University of Alaska Anchorage | North Hall | Replace Rtu Coil Pump 6D | 8000 | 315721387.5 | 8000 | 315721387.5 | Anchorage | 17-I
| University of Alaska Anchorage | North Hall | Replace Supply Piping Building Distribution | 1410000 | 317131387.5 | 1410000 | 317131387.5 | Anchorage | 17-I
| University of Alaska Anchorage | North Hall | Replace Transfer Fan Tf-1 | 125000 | 317256387.5 | 125000 | 317256387.5 | Anchorage | 17-I
| University of Alaska Anchorage | North Hall | Replace Transfer Fan Tf-2 | 125000 | 317381387.5 | 125000 | 317381387.5 | Anchorage | 17-I
| University of Alaska Anchorage | North Hall | Replace Walls Painting | 200000 | 317581387.5 | 200000 | 317581387.5 | Anchorage | 17-I
| University of Alaska Anchorage | North Hall | Replace Waste Piping Drainage Piping & Drains | 1007000 | 318588387.5 | 1007000 | 318588387.5 | Anchorage | 17-I
| University of Alaska Anchorage | North Hall | Upgrade to electronic DDC | 300000 | 318888387.5 | 300000 | 318888387.5 | Anchorage | 17-I
| University of Alaska Anchorage | Parrish Bridge | Replace Daikin A/C Unit 1 | 39000 | 318927387.5 | 39000 | 318927387.5 | Anchorage | 17-I
| University of Alaska Anchorage | Parrish Bridge | Replace Daikin A/C Unit 2 | 39000 | 318966387.5 | 39000 | 318966387.5 | Anchorage | 17-I
| University of Alaska Anchorage | Parrish Bridge | Replace Daikin A/C Unit 3 | 39000 | 319005387.5 | 39000 | 319005387.5 | Anchorage | 17-I
| University of Alaska Anchorage | Professional Studies Building | 1 ea. 9410 Switch, 4 ea. 9348 Switches | 134000 | 319139387.5 | 134000 | 319139387.5 | Anchorage | 17-I
| University of Alaska Anchorage | Professional Studies Building | Cabling 2nd floor | 180000 | 319319387.5 | 180000 | 319319387.5 | Anchorage | 17-I
| University of Alaska Anchorage | Professional Studies Building | Repair Large Crack in stairwell Wall | 341000 | 319660387.5 | 341000 | 319660387.5 | Anchorage | 17-I
| University of Alaska Anchorage | Professional Studies Building | Replace 500 Gallon Diesel Above Ground Emergency Generator Fuel Tank | 16000 | 319676387.5 | 16000 | 319676387.5 | Anchorage | 17-I
| University of Alaska Anchorage | Professional Studies Building | Replace Ada Accessible Door | 25000 | 319701387.5 | 25000 | 319701387.5 | Anchorage | 17-I
| University of Alaska Anchorage | Professional Studies Building | Replace Aquifer Cooling Well | 8000 | 319709387.5 | 8000 | 319709387.5 | Anchorage | 17-I
| University of Alaska Anchorage | Professional Studies Building | Replace Baldor Glycol Pump | 16000 | 319725387.5 | 16000 | 319725387.5 | Anchorage | 17-I
| University of Alaska Anchorage | Professional Studies Building | Replace Bathroom Renovations Large Bath - 6+ units with shower | 1875000 | 321600387.5 | 1875000 | 321600387.5 | Anchorage | 17-I
| University of Alaska Anchorage | Professional Studies Building | Replace Building Distribution Automatic Transfer Switch | 75000 | 321675387.5 | 75000 | 321675387.5 | Anchorage | 17-I
| University of Alaska Anchorage | Professional Studies Building | Replace Building Distribution Building Wiring | 1638000 | 323313387.5 | 1638000 | 323313387.5 | Anchorage | 17-I
| University of Alaska Anchorage | Professional Studies Building | Replace Building Distribution Circuit Breaker Panels | 123000 | 323436387.5 | 123000 | 323436387.5 | Anchorage | 17-I
| University of Alaska Anchorage | Professional Studies Building | Replace Building Distribution Emergency Circuit Wiring | 409000 | 323845387.5 | 409000 | 323845387.5 | Anchorage | 17-I
| University of Alaska Anchorage | Professional Studies Building | Replace Building Distribution Main Building Panels/Switchgear | 39000 | 323884387.5 | 39000 | 323884387.5 | Anchorage | 17-I
| University of Alaska Anchorage | Professional Studies Building | Replace Building Distribution Secondary Transformer | 810000 | 324694387.5 | 810000 | 324694387.5 | Anchorage | 17-I
| University of Alaska Anchorage | Professional Studies Building | Replace Ceilings Drop Ceiling Panels | 524000 | 325218387.5 | 524000 | 325218387.5 | Anchorage | 17-I
| University of Alaska Anchorage | Professional Studies Building | Replace Ceilings Drop Ceiling Replacement | 1092000 | 326310387.5 | 1092000 | 326310387.5 | Anchorage | 17-I
| University of Alaska Anchorage | Professional Studies Building | Replace Controls South Elevator Passenger 2500 Lbs | 175000 | 326485387.5 | 175000 | 326485387.5 | Anchorage | 17-I
| University of Alaska Anchorage | Professional Studies Building | Replace East Entry Way Heater | 18000 | 326503387.5 | 18000 | 326503387.5 | Anchorage | 17-I
| University of Alaska Anchorage | Professional Studies Building | Replace Exhaust Fan | 5000 | 326508387.5 | 5000 | 326508387.5 | Anchorage | 17-I
| University of Alaska Anchorage | Professional Studies Building | Replace Ext. Painting Panels | 955000 | 327463387.5 | 955000 | 327463387.5 | Anchorage | 17-I
| University of Alaska Anchorage | Professional Studies Building | Replace Fan Exhaust Air Shop | 5000 | 327468387.5 | 5000 | 327468387.5 | Anchorage | 17-I
| University of Alaska Anchorage | Professional Studies Building | Replace Fan Exhaust Air Toilets | 5000 | 327473387.5 | 5000 | 327473387.5 | Anchorage | 17-I
| University of Alaska Anchorage | Professional Studies Building | Replace Fire Alarm Nac Circuit Power Supply | 266000 | 327739387.5 | 266000 | 327739387.5 | Anchorage | 17-I
| University of Alaska Anchorage | Professional Studies Building | Replace Fire Protection/ Egress Exit Signage | 171000 | 327910387.5 | 171000 | 327910387.5 | Anchorage | 17-I
| University of Alaska Anchorage | Professional Studies Building | Replace Floors Carpet | 1310000 | 329220387.5 | 1310000 | 329220387.5 | Anchorage | 17-I
| University of Alaska Anchorage | Professional Studies Building | Replace Glycol Piping | 3500000 | 332720387.5 | 3500000 | 332720387.5 | Anchorage | 17-I
| University of Alaska Anchorage | Professional Studies Building | Replace Grundfos Ups 40-160F Glycol Pump | 16000 | 332736387.5 | 16000 | 332736387.5 | Anchorage | 17-I
| University of Alaska Anchorage | Professional Studies Building | Replace Grundfos Ups 80-160 Glycol Pump | 8000 | 332744387.5 | 8000 | 332744387.5 | Anchorage | 17-I
| University of Alaska Anchorage | Professional Studies Building | Replace Grundfos Ups.40-160F Glycol Pump | 8000 | 332752387.5 | 8000 | 332752387.5 | Anchorage | 17-I
| University of Alaska Anchorage | Professional Studies Building | Replace Gutters & Leaders Leaders- Interior | 1000 | 332753387.5 | 1000 | 332753387.5 | Anchorage | 17-I
| University of Alaska Anchorage | Professional Studies Building | Replace Interior Doors & Doorways | 1250000 | 334003387.5 | 1250000 | 334003387.5 | Anchorage | 17-I
| University of Alaska Anchorage | Professional Studies Building | Replace North Elevator Passenger 2000 Lbs | 500000 | 334503387.5 | 500000 | 334503387.5 | Anchorage | 17-I
| University of Alaska Anchorage | Professional Studies Building | Replace North Entry Way Cabinet Heater | 6000 | 334509387.5 | 6000 | 334509387.5 | Anchorage | 17-I
| University of Alaska Anchorage | Professional Studies Building | Replace North Entry Way Heater | 6000 | 334515387.5 | 6000 | 334515387.5 | Anchorage | 17-I
| University of Alaska Anchorage | Professional Studies Building | Replace Openings Exterior Doors | 219000 | 334734387.5 | 219000 | 334734387.5 | Anchorage | 17-I
| University of Alaska Anchorage | Professional Studies Building | Replace Openings Skylights | 78000 | 334812387.5 | 78000 | 334812387.5 | Anchorage | 17-I
| University of Alaska Anchorage | Professional Studies Building | Replace Openings Windows - Medium | 928000 | 335740387.5 | 928000 | 335740387.5 | Anchorage | 17-I
| University of Alaska Anchorage | Professional Studies Building | Replace Operating Sinks | 16000 | 335756387.5 | 16000 | 335756387.5 | Anchorage | 17-I
| University of Alaska Anchorage | Professional Studies Building | Replace Paa Supply Fan 1 (Sf-1) | 750000 | 336506387.5 | 750000 | 336506387.5 | Anchorage | 17-I
| University of Alaska Anchorage | Professional Studies Building | Replace Psb Annual Roof Pm (Bur Ballasted) | 1519000 | 338025387.5 | 1519000 | 338025387.5 | Anchorage | 17-I
| University of Alaska Anchorage | Professional Studies Building | Replace Pump Glycol Ahu Coil | 24000 | 338049387.5 | 24000 | 338049387.5 | Anchorage | 17-I
| University of Alaska Anchorage | Professional Studies Building | Replace Pump Makeup Water | 8000 | 338057387.5 | 8000 | 338057387.5 | Anchorage | 17-I
| University of Alaska Anchorage | Professional Studies Building | Replace Pump Water Domestic | 8000 | 338065387.5 | 8000 | 338065387.5 | Anchorage | 17-I
| University of Alaska Anchorage | Professional Studies Building | Replace Railings for east and west stairwells | 30000 | 338095387.5 | 30000 | 338095387.5 | Anchorage | 17-I
| University of Alaska Anchorage | Professional Studies Building | Replace Sealant around Concrete | 61000 | 338156387.5 | 61000 | 338156387.5 | Anchorage | 17-I
| University of Alaska Anchorage | Professional Studies Building | Replace Secondary Service Motor Control Center | 125000 | 338281387.5 | 125000 | 338281387.5 | Anchorage | 17-I
| University of Alaska Anchorage | Professional Studies Building | Replace Sewage Ejection Pump | 117000 | 338398387.5 | 117000 | 338398387.5 | Anchorage | 17-I
| University of Alaska Anchorage | Professional Studies Building | Replace Simpex 4100 Fire Alarm System | 133000 | 338531387.5 | 133000 | 338531387.5 | Anchorage | 17-I
| University of Alaska Anchorage | Professional Studies Building | Replace South Elevator Passenger 2500 Lbs | 500000 | 339031387.5 | 500000 | 339031387.5 | Anchorage | 17-I
| University of Alaska Anchorage | Professional Studies Building | Replace South Entry Way Heater | 6000 | 339037387.5 | 6000 | 339037387.5 | Anchorage | 17-I
| University of Alaska Anchorage | Professional Studies Building | Replace Supply Piping Building Distribution | 1911000 | 340948387.5 | 1911000 | 340948387.5 | Anchorage | 17-I
| University of Alaska Anchorage | Professional Studies Building | Replace Walls Painting | 611000 | 341559387.5 | 611000 | 341559387.5 | Anchorage | 17-I
| University of Alaska Anchorage | Professional Studies Building | Replace Waste Piping Drainage Piping & Drains | 1365000 | 342924387.5 | 1365000 | 342924387.5 | Anchorage | 17-I
| University of Alaska Anchorage | Professional Studies Building | Replace West Entry Way Heater | 6000 | 342930387.5 | 6000 | 342930387.5 | Anchorage | 17-I
| University of Alaska Anchorage | Professional Studies Building | Should be addressed every 10 years joints between precast panels | 39000 | 342969387.5 | 39000 | 342969387.5 | Anchorage | 17-I
| University of Alaska Anchorage | Rasmuson, Ed and Cathy Building | 10 ea. 9348 Switches | 80000 | 343049387.5 | 80000 | 343049387.5 | Anchorage | 17-I
| University of Alaska Anchorage | Rasmuson, Ed and Cathy Building | Replace #1 Right Elevator Passenger 2500 Lbs - US Elevator is our of Business Need Control upgrade | 175000 | 343224387.5 | 175000 | 343224387.5 | Anchorage | 17-I
| University of Alaska Anchorage | Rasmuson, Ed and Cathy Building | Replace #2 Left Elevator Passenger 2500 Lbs - US Elevator is our of Business Need Control upgrade | 175000 | 343399387.5 | 175000 | 343399387.5 | Anchorage | 17-I
| University of Alaska Anchorage | Rasmuson, Ed and Cathy Building | Replace 2000 Gallon Diesel Above Ground Emergency Generator Fuel Tank | 63000 | 343462387.5 | 63000 | 343462387.5 | Anchorage | 17-I
| University of Alaska Anchorage | Rasmuson, Ed and Cathy Building | Replace Air Handler | 1771000 | 345233387.5 | 1771000 | 345233387.5 | Anchorage | 17-I
| University of Alaska Anchorage | Rasmuson, Ed and Cathy Building | Replace Aquifer Cooling Well | 8000 | 345241387.5 | 8000 | 345241387.5 | Anchorage | 17-I
| University of Alaska Anchorage | Rasmuson, Ed and Cathy Building | Replace Bathroom Renovations Large Bath - 6+ units no Shower | 1094000 | 346335387.5 | 1094000 | 346335387.5 | Anchorage | 17-I
| University of Alaska Anchorage | Rasmuson, Ed and Cathy Building | Replace Bathroom Renovations Med Bath - 4 to 5 units no Shower | 78000 | 346413387.5 | 78000 | 346413387.5 | Anchorage | 17-I
| University of Alaska Anchorage | Rasmuson, Ed and Cathy Building | Replace Billable Server Room Liebert A/C Unit | 39000 | 346452387.5 | 39000 | 346452387.5 | Anchorage | 17-I
| University of Alaska Anchorage | Rasmuson, Ed and Cathy Building | Replace Bldg Return/Relief Rf-1A | 125000 | 346577387.5 | 125000 | 346577387.5 | Anchorage | 17-I
| University of Alaska Anchorage | Rasmuson, Ed and Cathy Building | Replace Bldg Return/Relief Rf-1B | 125000 | 346702387.5 | 125000 | 346702387.5 | Anchorage | 17-I
| University of Alaska Anchorage | Rasmuson, Ed and Cathy Building | Replace Bldg Return/Relief Rf-1C | 125000 | 346827387.5 | 125000 | 346827387.5 | Anchorage | 17-I
| University of Alaska Anchorage | Rasmuson, Ed and Cathy Building | Replace Bldg Return/Relief Rf-1D | 125000 | 346952387.5 | 125000 | 346952387.5 | Anchorage | 17-I
| University of Alaska Anchorage | Rasmuson, Ed and Cathy Building | Replace Boiler 1A | 1306000 | 348258387.5 | 1306000 | 348258387.5 | Anchorage | 17-I
| University of Alaska Anchorage | Rasmuson, Ed and Cathy Building | Replace Boiler 1B | 1306000 | 349564387.5 | 1306000 | 349564387.5 | Anchorage | 17-I
| University of Alaska Anchorage | Rasmuson, Ed and Cathy Building | Replace Boiler Recirc Pump 2 | 16000 | 349580387.5 | 16000 | 349580387.5 | Anchorage | 17-I
| University of Alaska Anchorage | Rasmuson, Ed and Cathy Building | Replace Boiler Room Mau Fan Vf-1 | 5000 | 349585387.5 | 5000 | 349585387.5 | Anchorage | 17-I
| University of Alaska Anchorage | Rasmuson, Ed and Cathy Building | Replace Building Distribution Automatic Transfer Switch | 25000 | 349610387.5 | 25000 | 349610387.5 | Anchorage | 17-I
| University of Alaska Anchorage | Rasmuson, Ed and Cathy Building | Replace Building Distribution Building Wiring | 1633000 | 351243387.5 | 1633000 | 351243387.5 | Anchorage | 17-I
| University of Alaska Anchorage | Rasmuson, Ed and Cathy Building | Replace Building Distribution Circuit Breaker Panels | 245000 | 351488387.5 | 245000 | 351488387.5 | Anchorage | 17-I
| University of Alaska Anchorage | Rasmuson, Ed and Cathy Building | Replace Building Distribution Emergency Circuit Wiring | 408000 | 351896387.5 | 408000 | 351896387.5 | Anchorage | 17-I
| University of Alaska Anchorage | Rasmuson, Ed and Cathy Building | Replace Building Distribution Main Building Panels/Switchgear | 39000 | 351935387.5 | 39000 | 351935387.5 | Anchorage | 17-I
| University of Alaska Anchorage | Rasmuson, Ed and Cathy Building | Replace Building Distribution Secondary Transformer | 816000 | 352751387.5 | 816000 | 352751387.5 | Anchorage | 17-I
| University of Alaska Anchorage | Rasmuson, Ed and Cathy Building | Replace Control Air Compressor | 16000 | 352767387.5 | 16000 | 352767387.5 | Anchorage | 17-I
| University of Alaska Anchorage | Rasmuson, Ed and Cathy Building | Replace Controls | 350000 | 353117387.5 | 350000 | 353117387.5 | Anchorage | 17-I
| University of Alaska Anchorage | Rasmuson, Ed and Cathy Building | Replace E Entryway Heater | 6000 | 353123387.5 | 6000 | 353123387.5 | Anchorage | 17-I
| University of Alaska Anchorage | Rasmuson, Ed and Cathy Building | Replace East Entryway Heater | 6000 | 353129387.5 | 6000 | 353129387.5 | Anchorage | 17-I
| University of Alaska Anchorage | Rasmuson, Ed and Cathy Building | Replace East Stairwell Entry Way Heater | 6000 | 353135387.5 | 6000 | 353135387.5 | Anchorage | 17-I
| University of Alaska Anchorage | Rasmuson, Ed and Cathy Building | Replace Fan Coil Unit Vf-4 | 5000 | 353140387.5 | 5000 | 353140387.5 | Anchorage | 17-I
| University of Alaska Anchorage | Rasmuson, Ed and Cathy Building | Replace Fan Coil Unit Vf-5 | 5000 | 353145387.5 | 5000 | 353145387.5 | Anchorage | 17-I
| University of Alaska Anchorage | Rasmuson, Ed and Cathy Building | Replace Fan Coil Unit Vf-6 | 5000 | 353150387.5 | 5000 | 353150387.5 | Anchorage | 17-I
| University of Alaska Anchorage | Rasmuson, Ed and Cathy Building | Replace Fan Coil Unit Vf-7 | 5000 | 353155387.5 | 5000 | 353155387.5 | Anchorage | 17-I
| University of Alaska Anchorage | Rasmuson, Ed and Cathy Building | Replace Fixtures & Fittings Faucets & Sinks | 4000 | 353159387.5 | 4000 | 353159387.5 | Anchorage | 17-I
| University of Alaska Anchorage | Rasmuson, Ed and Cathy Building | Replace Fixtures/Lighting Indoor Lighting | 871000 | 354030387.5 | 871000 | 354030387.5 | Anchorage | 17-I
| University of Alaska Anchorage | Rasmuson, Ed and Cathy Building | Replace Fixtures/Lighting Occupancy Sensors for Lighting | 34000 | 354064387.5 | 34000 | 354064387.5 | Anchorage | 17-I
| University of Alaska Anchorage | Rasmuson, Ed and Cathy Building | Replace Fixtures/Lighting Outlets and Switches | 304000 | 354368387.5 | 304000 | 354368387.5 | Anchorage | 17-I
| University of Alaska Anchorage | Rasmuson, Ed and Cathy Building | Replace Floors Carpet | 1306000 | 355674387.5 | 1306000 | 355674387.5 | Anchorage | 17-I
| University of Alaska Anchorage | Rasmuson, Ed and Cathy Building | Replace Generation Emergency/ Backup Generation | 127000 | 355801387.5 | 127000 | 355801387.5 | Anchorage | 17-I
| University of Alaska Anchorage | Rasmuson, Ed and Cathy Building | Replace Glycol Pump P7A | 8000 | 355809387.5 | 8000 | 355809387.5 | Anchorage | 17-I
| University of Alaska Anchorage | Rasmuson, Ed and Cathy Building | Replace Glycol Pump P7B | 8000 | 355817387.5 | 8000 | 355817387.5 | Anchorage | 17-I
| University of Alaska Anchorage | Rasmuson, Ed and Cathy Building | Replace Glycol System Pump 1A | 8000 | 355825387.5 | 8000 | 355825387.5 | Anchorage | 17-I
| University of Alaska Anchorage | Rasmuson, Ed and Cathy Building | Replace Glycol System Pump 1B | 8000 | 355833387.5 | 8000 | 355833387.5 | Anchorage | 17-I
| University of Alaska Anchorage | Rasmuson, Ed and Cathy Building | Replace Honeywell Delta Net Fire Alarm System | 133000 | 355966387.5 | 133000 | 355966387.5 | Anchorage | 17-I
| University of Alaska Anchorage | Rasmuson, Ed and Cathy Building | Replace Interior Doors & Doorways | 1440000 | 357406387.5 | 1440000 | 357406387.5 | Anchorage | 17-I
| University of Alaska Anchorage | Rasmuson, Ed and Cathy Building | Replace Main Electrical Room Ventilation Fan Vf-2 | 5000 | 357411387.5 | 5000 | 357411387.5 | Anchorage | 17-I
| University of Alaska Anchorage | Rasmuson, Ed and Cathy Building | Replace Makeup Pump 6 | 8000 | 357419387.5 | 8000 | 357419387.5 | Anchorage | 17-I
| University of Alaska Anchorage | Rasmuson, Ed and Cathy Building | Replace North Entryway Heater | 6000 | 357425387.5 | 6000 | 357425387.5 | Anchorage | 17-I
| University of Alaska Anchorage | Rasmuson, Ed and Cathy Building | Replace Openings Exterior Doors | 188000 | 357613387.5 | 188000 | 357613387.5 | Anchorage | 17-I
| University of Alaska Anchorage | Rasmuson, Ed and Cathy Building | Replace Piping (Radiant Heat) | 1633000 | 359246387.5 | 1633000 | 359246387.5 | Anchorage | 17-I
| University of Alaska Anchorage | Rasmuson, Ed and Cathy Building | Replace Room 101 Perimeter Heating Fan Vf-3 | 5000 | 359251387.5 | 5000 | 359251387.5 | Anchorage | 17-I
| University of Alaska Anchorage | Rasmuson, Ed and Cathy Building | Replace S Entry Way Heater | 6000 | 359257387.5 | 6000 | 359257387.5 | Anchorage | 17-I
| University of Alaska Anchorage | Rasmuson, Ed and Cathy Building | Replace Sealant around Concrete | 59000 | 359316387.5 | 59000 | 359316387.5 | Anchorage | 17-I
| University of Alaska Anchorage | Rasmuson, Ed and Cathy Building | Replace Secondary Service Motor Control Center | 125000 | 359441387.5 | 125000 | 359441387.5 | Anchorage | 17-I
| University of Alaska Anchorage | Rasmuson, Ed and Cathy Building | Replace Structural Siding | 102000 | 359543387.5 | 102000 | 359543387.5 | Anchorage | 17-I
| University of Alaska Anchorage | Rasmuson, Ed and Cathy Building | Replace Vent Mau Vf1 | 78000 | 359621387.5 | 78000 | 359621387.5 | Anchorage | 17-I
| University of Alaska Anchorage | Rasmuson, Ed and Cathy Building | Replace Vertical Systems Elevators Cab Upgrade | 300000 | 359921387.5 | 300000 | 359921387.5 | Anchorage | 17-I
| University of Alaska Anchorage | Rasmuson, Ed and Cathy Building | Replace W Entry Way Heater | 6000 | 359927387.5 | 6000 | 359927387.5 | Anchorage | 17-I
| University of Alaska Anchorage | Rasmuson, Ed and Cathy Building | Replace Waste Piping Drainage Piping & Drains | 1361000 | 361288387.5 | 1361000 | 361288387.5 | Anchorage | 17-I
| University of Alaska Anchorage | Rasmuson, Ed and Cathy Building | Replace Well Pump Variable Speed Drive | 13000 | 361301387.5 | 13000 | 361301387.5 | Anchorage | 17-I
| University of Alaska Anchorage | Rasmuson, Ed and Cathy Building | Replace West Stairwell Entryway Heater | 6000 | 361307387.5 | 6000 | 361307387.5 | Anchorage | 17-I
| University of Alaska Anchorage | Rasmuson, Ed and Cathy Building | Upgrade to full electronic DDC - Hybrid system currently in place | 87000 | 361394387.5 | 87000 | 361394387.5 | Anchorage | 17-I
| University of Alaska Anchorage | Seawolf Sports Complex | 3 ea. 9348 Switches | 24000 | 361418387.5 | 24000 | 361418387.5 | Anchorage | 17-I
| University of Alaska Anchorage | Seawolf Sports Complex | Recaulking Building Exteriors | 64000 | 361482387.5 | 64000 | 361482387.5 | Anchorage | 17-I
| University of Alaska Anchorage | Seawolf Sports Complex | Remove Compressor Rm Ef 8 | 5000 | 361487387.5 | 5000 | 361487387.5 | Anchorage | 17-I
| University of Alaska Anchorage | Seawolf Sports Complex | Replace Ada Accessible Door | 30000 | 361517387.5 | 30000 | 361517387.5 | Anchorage | 17-I
| University of Alaska Anchorage | Seawolf Sports Complex | Replace Bldg Relief Fan 2 | 125000 | 361642387.5 | 125000 | 361642387.5 | Anchorage | 17-I
| University of Alaska Anchorage | Seawolf Sports Complex | Replace Bldg Relief Fan 3 | 125000 | 361767387.5 | 125000 | 361767387.5 | Anchorage | 17-I
| University of Alaska Anchorage | Seawolf Sports Complex | Replace Bldg Relief Fan 4 | 125000 | 361892387.5 | 125000 | 361892387.5 | Anchorage | 17-I
| University of Alaska Anchorage | Seawolf Sports Complex | Replace Bldg Relief Fan 5 | 125000 | 362017387.5 | 125000 | 362017387.5 | Anchorage | 17-I
| University of Alaska Anchorage | Seawolf Sports Complex | Replace Bleacher Vent Fan | 5000 | 362022387.5 | 5000 | 362022387.5 | Anchorage | 17-I
| University of Alaska Anchorage | Seawolf Sports Complex | Replace Building Distribution Automatic Transfer Switch, for bookstore and student union as well | 25000 | 362047387.5 | 25000 | 362047387.5 | Anchorage | 17-I
| University of Alaska Anchorage | Seawolf Sports Complex | Replace Building Distribution Building Wiring | 2006000 | 364053387.5 | 2006000 | 364053387.5 | Anchorage | 17-I
| University of Alaska Anchorage | Seawolf Sports Complex | Replace Building Distribution Circuit Breaker Panels | 226000 | 364279387.5 | 226000 | 364279387.5 | Anchorage | 17-I
| University of Alaska Anchorage | Seawolf Sports Complex | Replace Building Distribution Emergency Circuit Wiring | 501000 | 364780387.5 | 501000 | 364780387.5 | Anchorage | 17-I
| University of Alaska Anchorage | Seawolf Sports Complex | Replace Building Distribution Secondary Transformer | 752000 | 365532387.5 | 752000 | 365532387.5 | Anchorage | 17-I
| University of Alaska Anchorage | Seawolf Sports Complex | Replace Campus Distribution Primary Transformer 1994 | 60000 | 365592387.5 | 60000 | 365592387.5 | Anchorage | 17-I
| University of Alaska Anchorage | Seawolf Sports Complex | Replace Campus Distribution Switches | 625000 | 366217387.5 | 625000 | 366217387.5 | Anchorage | 17-I
| University of Alaska Anchorage | Seawolf Sports Complex | Replace Cold Tub | 25000 | 366242387.5 | 25000 | 366242387.5 | Anchorage | 17-I
| University of Alaska Anchorage | Seawolf Sports Complex | Replace Control Air Compressor | 16000 | 366258387.5 | 16000 | 366258387.5 | Anchorage | 17-I
| University of Alaska Anchorage | Seawolf Sports Complex | Replace DHW Generation DHW Converter | 16000 | 366274387.5 | 16000 | 366274387.5 | Anchorage | 17-I
| University of Alaska Anchorage | Seawolf Sports Complex | Replace DHW Generation DHW Storage | 38000 | 366312387.5 | 38000 | 366312387.5 | Anchorage | 17-I
| University of Alaska Anchorage | Seawolf Sports Complex | Replace Elec & Zam Rm Ef 7 | 5000 | 366317387.5 | 5000 | 366317387.5 | Anchorage | 17-I
| University of Alaska Anchorage | Seawolf Sports Complex | Replace Elevator Passenger 2500 Lbs | 500000 | 366817387.5 | 500000 | 366817387.5 | Anchorage | 17-I
| University of Alaska Anchorage | Seawolf Sports Complex | Replace Entry Way Heater | 48000 | 366865387.5 | 48000 | 366865387.5 | Anchorage | 17-I
| University of Alaska Anchorage | Seawolf Sports Complex | Replace Entry Way Heater East Unit | 6000 | 366871387.5 | 6000 | 366871387.5 | Anchorage | 17-I
| University of Alaska Anchorage | Seawolf Sports Complex | Replace Entry Way Heater Left Unit | 6000 | 366877387.5 | 6000 | 366877387.5 | Anchorage | 17-I
| University of Alaska Anchorage | Seawolf Sports Complex | Replace Entry Way Htr East Unit | 6000 | 366883387.5 | 6000 | 366883387.5 | Anchorage | 17-I
| University of Alaska Anchorage | Seawolf Sports Complex | Replace Entry Way Htr Left Unit | 6000 | 366889387.5 | 6000 | 366889387.5 | Anchorage | 17-I
| University of Alaska Anchorage | Seawolf Sports Complex | Replace Entry Way Htr Right Unit | 12000 | 366901387.5 | 12000 | 366901387.5 | Anchorage | 17-I
| University of Alaska Anchorage | Seawolf Sports Complex | Replace Entry Way Htr Tanaina | 6000 | 366907387.5 | 6000 | 366907387.5 | Anchorage | 17-I
| University of Alaska Anchorage | Seawolf Sports Complex | Replace Entry Way Htr West Unit | 12000 | 366919387.5 | 12000 | 366919387.5 | Anchorage | 17-I
| University of Alaska Anchorage | Seawolf Sports Complex | Replace Fan Dx Unit For Comm Room | 39000 | 366958387.5 | 39000 | 366958387.5 | Anchorage | 17-I
| University of Alaska Anchorage | Seawolf Sports Complex | Replace Fire Alarm Nac Circuit Power Supply | 266000 | 367224387.5 | 266000 | 367224387.5 | Anchorage | 17-I
| University of Alaska Anchorage | Seawolf Sports Complex | Replace Fixtures & Fittings Faucets & Sinks | 4000 | 367228387.5 | 4000 | 367228387.5 | Anchorage | 17-I
| University of Alaska Anchorage | Seawolf Sports Complex | Replace Fixtures/Lighting Indoor Lighting - Gym | 374000 | 367602387.5 | 374000 | 367602387.5 | Anchorage | 17-I
| University of Alaska Anchorage | Seawolf Sports Complex | Replace Fixtures/Lighting Occupancy Sensors for Lighting | 42000 | 367644387.5 | 42000 | 367644387.5 | Anchorage | 17-I
| University of Alaska Anchorage | Seawolf Sports Complex | Replace Fixtures/Lighting Outlets and Switches | 118000 | 367762387.5 | 118000 | 367762387.5 | Anchorage | 17-I
| University of Alaska Anchorage | Seawolf Sports Complex | Replace Glycol Piping | 3500000 | 371262387.5 | 3500000 | 371262387.5 | Anchorage | 17-I
| University of Alaska Anchorage | Seawolf Sports Complex | Replace Honeywell Delta Net Fire Alarm System | 133000 | 371395387.5 | 133000 | 371395387.5 | Anchorage | 17-I
| University of Alaska Anchorage | Seawolf Sports Complex | Replace Hot Tub | 25000 | 371420387.5 | 25000 | 371420387.5 | Anchorage | 17-I
| University of Alaska Anchorage | Seawolf Sports Complex | Replace Ice Rink Compressor 1 | 16000 | 371436387.5 | 16000 | 371436387.5 | Anchorage | 17-I
| University of Alaska Anchorage | Seawolf Sports Complex | Replace Ice Rink Compressor 2 | 16000 | 371452387.5 | 16000 | 371452387.5 | Anchorage | 17-I
| University of Alaska Anchorage | Seawolf Sports Complex | Replace Ice Rink System | 2500000 | 373952387.5 | 2500000 | 373952387.5 | Anchorage | 17-I
| University of Alaska Anchorage | Seawolf Sports Complex | Replace Openings Exterior Doors | 438000 | 374390387.5 | 438000 | 374390387.5 | Anchorage | 17-I
| University of Alaska Anchorage | Seawolf Sports Complex | Replace Openings Windows - Medium | 594000 | 374984387.5 | 594000 | 374984387.5 | Anchorage | 17-I
| University of Alaska Anchorage | Seawolf Sports Complex | Replace Overhead Door Electric | 25000 | 375009387.5 | 25000 | 375009387.5 | Anchorage | 17-I
| University of Alaska Anchorage | Seawolf Sports Complex | Replace Overhead Door Rink | 25000 | 375034387.5 | 25000 | 375034387.5 | Anchorage | 17-I
| University of Alaska Anchorage | Seawolf Sports Complex | Replace Pef Supply Fan Vsd (Vfd) - Ahu1E | 13000 | 375047387.5 | 13000 | 375047387.5 | Anchorage | 17-I
| University of Alaska Anchorage | Seawolf Sports Complex | Replace Pef Supply Fan Vsd (Vfd) - Ahu1W | 13000 | 375060387.5 | 13000 | 375060387.5 | Anchorage | 17-I
| University of Alaska Anchorage | Seawolf Sports Complex | Replace Pool Air Handler | 250000 | 375310387.5 | 250000 | 375310387.5 | Anchorage | 17-I
| University of Alaska Anchorage | Seawolf Sports Complex | Replace Pool Assembly | 750000 | 376060387.5 | 750000 | 376060387.5 | Anchorage | 17-I
| University of Alaska Anchorage | Seawolf Sports Complex | Replace Pool Circ-Filter Pump 1 | 8000 | 376068387.5 | 8000 | 376068387.5 | Anchorage | 17-I
| University of Alaska Anchorage | Seawolf Sports Complex | Replace Pool Filtration System | 500000 | 376568387.5 | 500000 | 376568387.5 | Anchorage | 17-I
| University of Alaska Anchorage | Seawolf Sports Complex | Replace Pool Heat Exchanger | 40000 | 376608387.5 | 40000 | 376608387.5 | Anchorage | 17-I
| University of Alaska Anchorage | Seawolf Sports Complex | Replace Pool Heat Exchangers Alaska State Id # 141907Ak | 241000 | 376849387.5 | 241000 | 376849387.5 | Anchorage | 17-I
| University of Alaska Anchorage | Seawolf Sports Complex | Replace Pool Hydromatic Pumps | 120000 | 376969387.5 | 120000 | 376969387.5 | Anchorage | 17-I
| University of Alaska Anchorage | Seawolf Sports Complex | Replace Pool Lining | 1000000 | 377969387.5 | 1000000 | 377969387.5 | Anchorage | 17-I
| University of Alaska Anchorage | Seawolf Sports Complex | Replace Pool Return Fan | 125000 | 378094387.5 | 125000 | 378094387.5 | Anchorage | 17-I
| University of Alaska Anchorage | Seawolf Sports Complex | Replace Pool Supply Fan | 39000 | 378133387.5 | 39000 | 378133387.5 | Anchorage | 17-I
| University of Alaska Anchorage | Seawolf Sports Complex | Replace Rink Compressor Rm Mau | 78000 | 378211387.5 | 78000 | 378211387.5 | Anchorage | 17-I
| University of Alaska Anchorage | Seawolf Sports Complex | Replace Rink Refrigerant Piping | 950000 | 379161387.5 | 950000 | 379161387.5 | Anchorage | 17-I
| University of Alaska Anchorage | Seawolf Sports Complex | Replace South Sections - Lower | 357000 | 379518387.5 | 357000 | 379518387.5 | Anchorage | 17-I
| University of Alaska Anchorage | Seawolf Sports Complex | Replace Structural Siding | 125000 | 379643387.5 | 125000 | 379643387.5 | Anchorage | 17-I
| University of Alaska Anchorage | Seawolf Sports Complex | Replace Tanaina & Menfs Lockerfs Ef | 5000 | 379648387.5 | 5000 | 379648387.5 | Anchorage | 17-I
| University of Alaska Anchorage | Seawolf Sports Complex | Replace Tanaina Perimeter Reheat | 125000 | 379773387.5 | 125000 | 379773387.5 | Anchorage | 17-I
| University of Alaska Anchorage | Seawolf Sports Complex | Replace Waste Piping Drainage Piping & Drains | 1672000 | 381445387.5 | 1672000 | 381445387.5 | Anchorage | 17-I
| University of Alaska Anchorage | Seawolf Sports Complex | Replace Weight Rm Supply Fan | 125000 | 381570387.5 | 125000 | 381570387.5 | Anchorage | 17-I
| University of Alaska Anchorage | Seawolf Sports Complex | Replace Womenfs Locker Room | 5000 | 381575387.5 | 5000 | 381575387.5 | Anchorage | 17-I
| University of Alaska Anchorage | Seawolf Sports Complex | Upgrade to full electronic DDC - Hybrid system currently in place | 107000 | 381682387.5 | 107000 | 381682387.5 | Anchorage | 17-I
| University of Alaska Anchorage | Short, Eugene Building | 3 ea. 9348 Switches | 24000 | 381706387.5 | 24000 | 381706387.5 | Anchorage | 17-I
| University of Alaska Anchorage | Short, Eugene Building | Ductwork Cleaning | 19000 | 381725387.5 | 19000 | 381725387.5 | Anchorage | 17-I
| University of Alaska Anchorage | Short, Eugene Building | Install Fixtures/Lighting Occupancy Sensors for Lighting | 9000 | 381734387.5 | 9000 | 381734387.5 | Anchorage | 17-I
| University of Alaska Anchorage | Short, Eugene Building | Replace 500 Gallon Diesel Above Ground Emergency Generator Fuel Tank | 16000 | 381750387.5 | 16000 | 381750387.5 | Anchorage | 17-I
| University of Alaska Anchorage | Short, Eugene Building | Replace Ada Accessible Door | 5000 | 381755387.5 | 5000 | 381755387.5 | Anchorage | 17-I
| University of Alaska Anchorage | Short, Eugene Building | Replace Ahu Coil Pump 1 - Maintenance | 8000 | 381763387.5 | 8000 | 381763387.5 | Anchorage | 17-I
| University of Alaska Anchorage | Short, Eugene Building | Replace Ahu1 Variable Speed Drive | 13000 | 381776387.5 | 13000 | 381776387.5 | Anchorage | 17-I
| University of Alaska Anchorage | Short, Eugene Building | Replace Air Handler (Major Remodel of space needed) | 486000 | 382262387.5 | 486000 | 382262387.5 | Anchorage | 17-I
| University of Alaska Anchorage | Short, Eugene Building | Replace Bathroom Renovations Med Bath - 4 to 5 units no Shower | 156000 | 382418387.5 | 156000 | 382418387.5 | Anchorage | 17-I
| University of Alaska Anchorage | Short, Eugene Building | Replace Boiler 01 | 358000 | 382776387.5 | 358000 | 382776387.5 | Anchorage | 17-I
| University of Alaska Anchorage | Short, Eugene Building | Replace Boiler 02 | 358000 | 383134387.5 | 358000 | 383134387.5 | Anchorage | 17-I
| University of Alaska Anchorage | Short, Eugene Building | Replace Building Distribution Automatic Transfer Switch | 25000 | 383159387.5 | 25000 | 383159387.5 | Anchorage | 17-I
| University of Alaska Anchorage | Short, Eugene Building | Replace Building Distribution Building Wiring | 448000 | 383607387.5 | 448000 | 383607387.5 | Anchorage | 17-I
| University of Alaska Anchorage | Short, Eugene Building | Replace Building Distribution Circuit Breaker Panels | 67000 | 383674387.5 | 67000 | 383674387.5 | Anchorage | 17-I
| University of Alaska Anchorage | Short, Eugene Building | Replace Building Distribution Emergency Circuit Wiring | 112000 | 383786387.5 | 112000 | 383786387.5 | Anchorage | 17-I
| University of Alaska Anchorage | Short, Eugene Building | Replace Building Distribution Main Building Panels/Switchgear | 39000 | 383825387.5 | 39000 | 383825387.5 | Anchorage | 17-I
| University of Alaska Anchorage | Short, Eugene Building | Replace Building Distribution Secondary Transformer | 224000 | 384049387.5 | 224000 | 384049387.5 | Anchorage | 17-I
| University of Alaska Anchorage | Short, Eugene Building | Replace Ceilings Drop Ceiling Replacement | 299000 | 384348387.5 | 299000 | 384348387.5 | Anchorage | 17-I
| University of Alaska Anchorage | Short, Eugene Building | Replace East Entrance Entry Way Heater | 6000 | 384354387.5 | 6000 | 384354387.5 | Anchorage | 17-I
| University of Alaska Anchorage | Short, Eugene Building | Replace Elevator Passenger 2000 Lbs Moa Tag 3051 | 500000 | 384854387.5 | 500000 | 384854387.5 | Anchorage | 17-I
| University of Alaska Anchorage | Short, Eugene Building | Replace expansion tank | 23000 | 384877387.5 | 23000 | 384877387.5 | Anchorage | 17-I
| University of Alaska Anchorage | Short, Eugene Building | Replace Ext. Painting Panels | 183000 | 385060387.5 | 183000 | 385060387.5 | Anchorage | 17-I
| University of Alaska Anchorage | Short, Eugene Building | Replace Fan Dx Unit For Comm Room | 39000 | 385099387.5 | 39000 | 385099387.5 | Anchorage | 17-I
| University of Alaska Anchorage | Short, Eugene Building | Replace Fan Dx Unit For Dispatch Room | 3000 | 385102387.5 | 3000 | 385102387.5 | Anchorage | 17-I
| University of Alaska Anchorage | Short, Eugene Building | Replace Fire Alarm Annunciator Panel 1 | 133000 | 385235387.5 | 133000 | 385235387.5 | Anchorage | 17-I
| University of Alaska Anchorage | Short, Eugene Building | Replace Fire Alarm Nac Circuit Power Supply | 133000 | 385368387.5 | 133000 | 385368387.5 | Anchorage | 17-I
| University of Alaska Anchorage | Short, Eugene Building | Replace Fire Alarm Panel Est-3 | 133000 | 385501387.5 | 133000 | 385501387.5 | Anchorage | 17-I
| University of Alaska Anchorage | Short, Eugene Building | Replace Fire Alarm System - Ulb Mask Receiver | 133000 | 385634387.5 | 133000 | 385634387.5 | Anchorage | 17-I
| University of Alaska Anchorage | Short, Eugene Building | Replace Fire Alarm System Nac Power Supply Bps-2 | 133000 | 385767387.5 | 133000 | 385767387.5 | Anchorage | 17-I
| University of Alaska Anchorage | Short, Eugene Building | Replace Fire Protection/ Egress Exit Signage | 47000 | 385814387.5 | 47000 | 385814387.5 | Anchorage | 17-I
| University of Alaska Anchorage | Short, Eugene Building | Replace Fireworks Server | 10000 | 385824387.5 | 10000 | 385824387.5 | Anchorage | 17-I
| University of Alaska Anchorage | Short, Eugene Building | Replace Fixtures & Fittings Faucets & Sinks | 4000 | 385828387.5 | 4000 | 385828387.5 | Anchorage | 17-I
| University of Alaska Anchorage | Short, Eugene Building | Replace Fixtures/Lighting Indoor Lighting | 239000 | 386067387.5 | 239000 | 386067387.5 | Anchorage | 17-I
| University of Alaska Anchorage | Short, Eugene Building | Replace Fixtures/Lighting Outlets and Switches | 99000 | 386166387.5 | 99000 | 386166387.5 | Anchorage | 17-I
| University of Alaska Anchorage | Short, Eugene Building | Replace Flex Duct | 345000 | 386511387.5 | 345000 | 386511387.5 | Anchorage | 17-I
| University of Alaska Anchorage | Short, Eugene Building | Replace Floors Carpet | 358000 | 386869387.5 | 358000 | 386869387.5 | Anchorage | 17-I
| University of Alaska Anchorage | Short, Eugene Building | Replace Generation Emergency/ Backup Generation, also feeds allied health | 76000 | 386945387.5 | 76000 | 386945387.5 | Anchorage | 17-I
| University of Alaska Anchorage | Short, Eugene Building | Replace Glycol Makeup Pump 5 - Maintenance | 8000 | 386953387.5 | 8000 | 386953387.5 | Anchorage | 17-I
| University of Alaska Anchorage | Short, Eugene Building | Replace Glycol Pump 2 - Maintenance | 8000 | 386961387.5 | 8000 | 386961387.5 | Anchorage | 17-I
| University of Alaska Anchorage | Short, Eugene Building | Replace Glycol System Pump 3 - Maintenance | 8000 | 386969387.5 | 8000 | 386969387.5 | Anchorage | 17-I
| University of Alaska Anchorage | Short, Eugene Building | Replace Glycol System Pump 4 - Maintenance | 8000 | 386977387.5 | 8000 | 386977387.5 | Anchorage | 17-I
| University of Alaska Anchorage | Short, Eugene Building | Replace Gutters & Leaders Leaders- Interior | 1000 | 386978387.5 | 1000 | 386978387.5 | Anchorage | 17-I
| University of Alaska Anchorage | Short, Eugene Building | Replace Interior Doors & Doorways | 410000 | 387388387.5 | 410000 | 387388387.5 | Anchorage | 17-I
| University of Alaska Anchorage | Short, Eugene Building | Replace Mau | 78000 | 387466387.5 | 78000 | 387466387.5 | Anchorage | 17-I
| University of Alaska Anchorage | Short, Eugene Building | Replace North Entrance Entry Way Heater | 6000 | 387472387.5 | 6000 | 387472387.5 | Anchorage | 17-I
| University of Alaska Anchorage | Short, Eugene Building | Replace Openings Exterior Doors | 125000 | 387597387.5 | 125000 | 387597387.5 | Anchorage | 17-I
| University of Alaska Anchorage | Short, Eugene Building | Replace Openings Windows - Medium | 200000 | 387797387.5 | 200000 | 387797387.5 | Anchorage | 17-I
| University of Alaska Anchorage | Short, Eugene Building | Replace Secondary Service Motor Control Center | 125000 | 387922387.5 | 125000 | 387922387.5 | Anchorage | 17-I
| University of Alaska Anchorage | Short, Eugene Building | Replace South Entrance Entry Way Heater | 6000 | 387928387.5 | 6000 | 387928387.5 | Anchorage | 17-I
| University of Alaska Anchorage | Short, Eugene Building | Replace Supply Piping | 16000 | 387944387.5 | 16000 | 387944387.5 | Anchorage | 17-I
| University of Alaska Anchorage | Short, Eugene Building | Replace Walls Painting | 84000 | 388028387.5 | 84000 | 388028387.5 | Anchorage | 17-I
| University of Alaska Anchorage | Short, Eugene Building | Replace Waste Piping Drainage Piping & Drains | 373000 | 388401387.5 | 373000 | 388401387.5 | Anchorage | 17-I
| University of Alaska Anchorage | Short, Eugene Building | Replace Wet Fire Sprinkler System | 448000 | 388849387.5 | 448000 | 388849387.5 | Anchorage | 17-I
| University of Alaska Anchorage | Short, Eugene Building | Should be addressed every 10 years joints between precast panels | 8000 | 388857387.5 | 8000 | 388857387.5 | Anchorage | 17-I
| University of Alaska Anchorage | Short, Eugene Building | There is cabling running through the Elevator room that needs to be ran new | 30000 | 388887387.5 | 30000 | 388887387.5 | Anchorage | 17-I
| University of Alaska Anchorage | Short, Eugene Building | Upgrade to full electronic DDC - Hybrid system currently in place | 50000 | 388937387.5 | 50000 | 388937387.5 | Anchorage | 17-I
| University of Alaska Anchorage | Social Sciences Building | $82,000 UPS, $100,000 HVAC | 182000 | 389119387.5 | 182000 | 389119387.5 | Anchorage | 17-I
| University of Alaska Anchorage | Social Sciences Building | 1 ea. UPS for 2nd floor | 45000 | 389164387.5 | 45000 | 389164387.5 | Anchorage | 17-I
| University of Alaska Anchorage | Social Sciences Building | Major portions of the building need to be recabled. | 250000 | 389414387.5 | 250000 | 389414387.5 | Anchorage | 17-I
| University of Alaska Anchorage | Social Sciences Building | Recaulking Building Exteriors | 62000 | 389476387.5 | 62000 | 389476387.5 | Anchorage | 17-I
| University of Alaska Anchorage | Social Sciences Building | Replace 400 Gallon Diesel Emergency Generator Belly Fuel Tank | 13000 | 389489387.5 | 13000 | 389489387.5 | Anchorage | 17-I
| University of Alaska Anchorage | Social Sciences Building | Replace 6509 with 2 ea Nexus 9300, 1 ea. 9410 switch, 3 ea. 9348 | 236000 | 389725387.5 | 236000 | 389725387.5 | Anchorage | 17-I
| University of Alaska Anchorage | Social Sciences Building | Replace Ada Accessible Door | 5000 | 389730387.5 | 5000 | 389730387.5 | Anchorage | 17-I
| University of Alaska Anchorage | Social Sciences Building | Replace Booster Fan Coil120 | 125000 | 389855387.5 | 125000 | 389855387.5 | Anchorage | 17-I
| University of Alaska Anchorage | Social Sciences Building | Replace Building Distribution Building Wiring | 1198000 | 391053387.5 | 1198000 | 391053387.5 | Anchorage | 17-I
| University of Alaska Anchorage | Social Sciences Building | Replace Building Distribution Circuit Breaker Panels | 180000 | 391233387.5 | 180000 | 391233387.5 | Anchorage | 17-I
| University of Alaska Anchorage | Social Sciences Building | Replace Building Distribution Emergency Circuit Wiring | 299000 | 391532387.5 | 299000 | 391532387.5 | Anchorage | 17-I
| University of Alaska Anchorage | Social Sciences Building | Replace Building Distribution Main Building Panels/Switchgear | 39000 | 391571387.5 | 39000 | 391571387.5 | Anchorage | 17-I
| University of Alaska Anchorage | Social Sciences Building | Replace Building Distribution Secondary Transformer | 599000 | 392170387.5 | 599000 | 392170387.5 | Anchorage | 17-I
| University of Alaska Anchorage | Social Sciences Building | Replace Campus Distribution Primary Transformer 1974 | 60000 | 392230387.5 | 60000 | 392230387.5 | Anchorage | 17-I
| University of Alaska Anchorage | Social Sciences Building | Replace Campus Distribution Switches | 100000 | 392330387.5 | 100000 | 392330387.5 | Anchorage | 17-I
| University of Alaska Anchorage | Social Sciences Building | Replace Ceilings Drop Ceiling Panels | 383000 | 392713387.5 | 383000 | 392713387.5 | Anchorage | 17-I
| University of Alaska Anchorage | Social Sciences Building | Replace Ceilings Drop Ceiling Replacement | 799000 | 393512387.5 | 799000 | 393512387.5 | Anchorage | 17-I
| University of Alaska Anchorage | Social Sciences Building | Replace East Elevator Passenger 2500 Lbs Moa Tag# 1509 Contract# C58284 | 500000 | 394012387.5 | 500000 | 394012387.5 | Anchorage | 17-I
| University of Alaska Anchorage | Social Sciences Building | Replace Est3 Fire Alarm System | 75000 | 394087387.5 | 75000 | 394087387.5 | Anchorage | 17-I
| University of Alaska Anchorage | Social Sciences Building | Replace Fire Alarm Nac Circuit Power Supply | 150000 | 394237387.5 | 150000 | 394237387.5 | Anchorage | 17-I
| University of Alaska Anchorage | Social Sciences Building | Replace Fire Alarm Nac -Circuit-Power Supply | 75000 | 394312387.5 | 75000 | 394312387.5 | Anchorage | 17-I
| University of Alaska Anchorage | Social Sciences Building | Replace Fire Alarm System - Computer Room | 75000 | 394387387.5 | 75000 | 394387387.5 | Anchorage | 17-I
| University of Alaska Anchorage | Social Sciences Building | Replace Fire Protection/ Egress Exit Signage | 125000 | 394512387.5 | 125000 | 394512387.5 | Anchorage | 17-I
| University of Alaska Anchorage | Social Sciences Building | Replace Fixtures & Fittings Faucets & Sinks | 4000 | 394516387.5 | 4000 | 394516387.5 | Anchorage | 17-I
| University of Alaska Anchorage | Social Sciences Building | Replace Floors Carpet | 958000 | 395474387.5 | 958000 | 395474387.5 | Anchorage | 17-I
| University of Alaska Anchorage | Social Sciences Building | Replace FM 200 | 55000 | 395529387.5 | 55000 | 395529387.5 | Anchorage | 17-I
| University of Alaska Anchorage | Social Sciences Building | Replace Fm200 Fire Suppression System- It Server Room Billable | 1198000 | 396727387.5 | 1198000 | 396727387.5 | Anchorage | 17-I
| University of Alaska Anchorage | Social Sciences Building | Replace Glycol Piping | 3000000 | 399727387.5 | 3000000 | 399727387.5 | Anchorage | 17-I
| University of Alaska Anchorage | Social Sciences Building | Replace Interior Doors & Doorways | 1315000 | 401042387.5 | 1315000 | 401042387.5 | Anchorage | 17-I
| University of Alaska Anchorage | Social Sciences Building | Replace Interior Supply Fan | 39000 | 401081387.5 | 39000 | 401081387.5 | Anchorage | 17-I
| University of Alaska Anchorage | Social Sciences Building | Replace Liebert A/C N09Gh50154 | 39000 | 401120387.5 | 39000 | 401120387.5 | Anchorage | 17-I
| University of Alaska Anchorage | Social Sciences Building | Replace Openings Exterior Doors | 281000 | 401401387.5 | 281000 | 401401387.5 | Anchorage | 17-I
| University of Alaska Anchorage | Social Sciences Building | Replace Openings Windows - Large | 1813000 | 403214387.5 | 1813000 | 403214387.5 | Anchorage | 17-I
| University of Alaska Anchorage | Social Sciences Building | Replace Piping | 3493000 | 406707387.5 | 3493000 | 406707387.5 | Anchorage | 17-I
| University of Alaska Anchorage | Social Sciences Building | Replace Preaction Fire Sprinkler System- It Server Room Billable | 1198000 | 407905387.5 | 1198000 | 407905387.5 | Anchorage | 17-I
| University of Alaska Anchorage | Social Sciences Building | Replace S E Entry Way Heater | 6000 | 407911387.5 | 6000 | 407911387.5 | Anchorage | 17-I
| University of Alaska Anchorage | Social Sciences Building | Replace S Entry Way Heater | 6000 | 407917387.5 | 6000 | 407917387.5 | Anchorage | 17-I
| University of Alaska Anchorage | Social Sciences Building | Replace S W Entry Way Heater | 6000 | 407923387.5 | 6000 | 407923387.5 | Anchorage | 17-I
| University of Alaska Anchorage | Social Sciences Building | Replace Ssb Annual Roof Pm (Bur Ballasted) | 504000 | 408427387.5 | 504000 | 408427387.5 | Anchorage | 17-I
| University of Alaska Anchorage | Social Sciences Building | Replace Structural Exterior Stairs | 3000 | 408430387.5 | 3000 | 408430387.5 | Anchorage | 17-I
| University of Alaska Anchorage | Social Sciences Building | Replace Structural Siding | 75000 | 408505387.5 | 75000 | 408505387.5 | Anchorage | 17-I
| University of Alaska Anchorage | Social Sciences Building | Replace Supply Piping Building Distribution | 1397000 | 409902387.5 | 1397000 | 409902387.5 | Anchorage | 17-I
| University of Alaska Anchorage | Social Sciences Building | Replace Walls Painting | 447000 | 410349387.5 | 447000 | 410349387.5 | Anchorage | 17-I
| University of Alaska Anchorage | Social Sciences Building | Replace Waste Piping Drainage Piping & Drains | 998000 | 411347387.5 | 998000 | 411347387.5 | Anchorage | 17-I
| University of Alaska Anchorage | Social Sciences Building | Replace West Elevator Passenger 2500 Lbs Moa Tag# 1395 Contract# C58285 | 500000 | 411847387.5 | 500000 | 411847387.5 | Anchorage | 17-I
| University of Alaska Anchorage | Social Sciences Building | Replace Wet Fire Sprinkler System | 1198000 | 413045387.5 | 1198000 | 413045387.5 | Anchorage | 17-I
| University of Alaska Anchorage | Student Union | 1 ea. 9410 Switch | 102000 | 413147387.5 | 102000 | 413147387.5 | Anchorage | 17-I
| University of Alaska Anchorage | Student Union | Cable entire building and move Comm room to larger space. | 200000 | 413347387.5 | 200000 | 413347387.5 | Anchorage | 17-I
| University of Alaska Anchorage | Student Union | install Occupancy Sensors for Lighting in Office Area | 18000 | 413365387.5 | 18000 | 413365387.5 | Anchorage | 17-I
| University of Alaska Anchorage | Student Union | Recaulking Building Exteriors | 26000 | 413391387.5 | 26000 | 413391387.5 | Anchorage | 17-I
| University of Alaska Anchorage | Student Union | Repair Chimney | 9000 | 413400387.5 | 9000 | 413400387.5 | Anchorage | 17-I
| University of Alaska Anchorage | Student Union | Replace Bathroom Renovations Large Bath - 6+ units no Shower | 219000 | 413619387.5 | 219000 | 413619387.5 | Anchorage | 17-I
| University of Alaska Anchorage | Student Union | Replace Bathroom Renovations Med Bath - 4 to 5 units no Shower | 156000 | 413775387.5 | 156000 | 413775387.5 | Anchorage | 17-I
| University of Alaska Anchorage | Student Union | Replace Bldg Relief Exhaust Fan 08 | 125000 | 413900387.5 | 125000 | 413900387.5 | Anchorage | 17-I
| University of Alaska Anchorage | Student Union | Replace Bldg Relief Exhaust Fan 14 | 175000 | 414075387.5 | 175000 | 414075387.5 | Anchorage | 17-I
| University of Alaska Anchorage | Student Union | Replace Building Distribution Building Wiring | 843000 | 414918387.5 | 843000 | 414918387.5 | Anchorage | 17-I
| University of Alaska Anchorage | Student Union | Replace Building Distribution Circuit Breaker Panels | 126000 | 415044387.5 | 126000 | 415044387.5 | Anchorage | 17-I
| University of Alaska Anchorage | Student Union | Replace Building Distribution Emergency Circuit Wiring | 211000 | 415255387.5 | 211000 | 415255387.5 | Anchorage | 17-I
| University of Alaska Anchorage | Student Union | Replace Building Distribution Main Building Panels/Switchgear | 39000 | 415294387.5 | 39000 | 415294387.5 | Anchorage | 17-I
| University of Alaska Anchorage | Student Union | Replace Building Distribution Secondary Transformer | 422000 | 415716387.5 | 422000 | 415716387.5 | Anchorage | 17-I
| University of Alaska Anchorage | Student Union | Replace Campus Distribution Switches | 625000 | 416341387.5 | 625000 | 416341387.5 | Anchorage | 17-I
| University of Alaska Anchorage | Student Union | Replace Ceilings Drop Ceiling Panels | 270000 | 416611387.5 | 270000 | 416611387.5 | Anchorage | 17-I
| University of Alaska Anchorage | Student Union | Replace Ceilings Drop Ceiling Replacement | 562000 | 417173387.5 | 562000 | 417173387.5 | Anchorage | 17-I
| University of Alaska Anchorage | Student Union | Replace Cold Water Circ Pump 02 | 8000 | 417181387.5 | 8000 | 417181387.5 | Anchorage | 17-I
| University of Alaska Anchorage | Student Union | Replace Dhw Circ Pump 1 | 8000 | 417189387.5 | 8000 | 417189387.5 | Anchorage | 17-I
| University of Alaska Anchorage | Student Union | Replace East Elevator Passenger 2500 Lbs | 500000 | 417689387.5 | 500000 | 417689387.5 | Anchorage | 17-I
| University of Alaska Anchorage | Student Union | Replace Est3 Fire Alarm System | 133000 | 417822387.5 | 133000 | 417822387.5 | Anchorage | 17-I
| University of Alaska Anchorage | Student Union | Replace Fan Dx Unit For Comm Room (small) | 39000 | 417861387.5 | 39000 | 417861387.5 | Anchorage | 17-I
| University of Alaska Anchorage | Student Union | Replace Fan Room Wall Exhaust Fan | 5000 | 417866387.5 | 5000 | 417866387.5 | Anchorage | 17-I
| University of Alaska Anchorage | Student Union | Replace Fire Alarm Nac Circuit Power Supply | 266000 | 418132387.5 | 266000 | 418132387.5 | Anchorage | 17-I
| University of Alaska Anchorage | Student Union | Replace Fire Protection/ Egress Exit Signage | 88000 | 418220387.5 | 88000 | 418220387.5 | Anchorage | 17-I
| University of Alaska Anchorage | Student Union | Replace Fixtures & Fittings Faucets & Sinks | 4000 | 418224387.5 | 4000 | 418224387.5 | Anchorage | 17-I
| University of Alaska Anchorage | Student Union | Replace Fixtures/Lighting Indoor Lighting | 450000 | 418674387.5 | 450000 | 418674387.5 | Anchorage | 17-I
| University of Alaska Anchorage | Student Union | Replace Fixtures/Lighting Outlets and Switches | 117000 | 418791387.5 | 117000 | 418791387.5 | Anchorage | 17-I
| University of Alaska Anchorage | Student Union | Replace Floors Carpet | 472000 | 419263387.5 | 472000 | 419263387.5 | Anchorage | 17-I
| University of Alaska Anchorage | Student Union | Replace Floors Tile | 162000 | 419425387.5 | 162000 | 419425387.5 | Anchorage | 17-I
| University of Alaska Anchorage | Student Union | Replace Glycol Piping | 1750000 | 421175387.5 | 1750000 | 421175387.5 | Anchorage | 17-I
| University of Alaska Anchorage | Student Union | Replace Heat Exchanger | 101000 | 421276387.5 | 101000 | 421276387.5 | Anchorage | 17-I
| University of Alaska Anchorage | Student Union | Replace Interior Doors & Doorways | 440000 | 421716387.5 | 440000 | 421716387.5 | Anchorage | 17-I
| University of Alaska Anchorage | Student Union | Replace Interior Supply Fan | 915000 | 422631387.5 | 915000 | 422631387.5 | Anchorage | 17-I
| University of Alaska Anchorage | Student Union | Replace Large Section of Skylights | 39000 | 422670387.5 | 39000 | 422670387.5 | Anchorage | 17-I
| University of Alaska Anchorage | Student Union | Replace Loading Dock Overhead Door | 25000 | 422695387.5 | 25000 | 422695387.5 | Anchorage | 17-I
| University of Alaska Anchorage | Student Union | Replace Mein Bowl Gas Fired Mau Billable Pm | 78000 | 422773387.5 | 78000 | 422773387.5 | Anchorage | 17-I
| University of Alaska Anchorage | Student Union | Replace Mein Bowl Hood Rooftop Exhaust Fan Ef-10 | 5000 | 422778387.5 | 5000 | 422778387.5 | Anchorage | 17-I
| University of Alaska Anchorage | Student Union | Replace North Toilet Exhaust Fan | 5000 | 422783387.5 | 5000 | 422783387.5 | Anchorage | 17-I
| University of Alaska Anchorage | Student Union | Replace Openings Exterior Doors | 234000 | 423017387.5 | 234000 | 423017387.5 | Anchorage | 17-I
| University of Alaska Anchorage | Student Union | Replace Openings Windows - Medium | 1847000 | 424864387.5 | 1847000 | 424864387.5 | Anchorage | 17-I
| University of Alaska Anchorage | Student Union | Replace Perimeter Supply Fan | 915000 | 425779387.5 | 915000 | 425779387.5 | Anchorage | 17-I
| University of Alaska Anchorage | Student Union | Replace Piping | 843000 | 426622387.5 | 843000 | 426622387.5 | Anchorage | 17-I
| University of Alaska Anchorage | Student Union | Replace Print Room Exhaust Fan 13 | 5000 | 426627387.5 | 5000 | 426627387.5 | Anchorage | 17-I
| University of Alaska Anchorage | Student Union | Replace Print Room Exhaust Fan 6 | 5000 | 426632387.5 | 5000 | 426632387.5 | Anchorage | 17-I
| University of Alaska Anchorage | Student Union | Replace Rtu 1 A/C Components | 2000 | 426634387.5 | 2000 | 426634387.5 | Anchorage | 17-I
| University of Alaska Anchorage | Student Union | Replace Secondary Service Motor Control Center | 125000 | 426759387.5 | 125000 | 426759387.5 | Anchorage | 17-I
| University of Alaska Anchorage | Student Union | Replace Spine Glycol Pump 1 | 8000 | 426767387.5 | 8000 | 426767387.5 | Anchorage | 17-I
| University of Alaska Anchorage | Student Union | Replace Spine Vant/Exhaust Fan 02 | 5000 | 426772387.5 | 5000 | 426772387.5 | Anchorage | 17-I
| University of Alaska Anchorage | Student Union | Replace Spine Vent/Exhaust Fan 03 | 5000 | 426777387.5 | 5000 | 426777387.5 | Anchorage | 17-I
| University of Alaska Anchorage | Student Union | Replace Spine Vent/Exhaust Fan 04 | 5000 | 426782387.5 | 5000 | 426782387.5 | Anchorage | 17-I
| University of Alaska Anchorage | Student Union | Replace Spine Vent/Exhaust Fan 05 | 5000 | 426787387.5 | 5000 | 426787387.5 | Anchorage | 17-I
| University of Alaska Anchorage | Student Union | Replace Spine Vent/Exhaust Fan 06 | 5000 | 426792387.5 | 5000 | 426792387.5 | Anchorage | 17-I
| University of Alaska Anchorage | Student Union | Replace Spine Vent/Exhaust Fan 1 | 5000 | 426797387.5 | 5000 | 426797387.5 | Anchorage | 17-I
| University of Alaska Anchorage | Student Union | Replace Structural Foundation | 193000 | 426990387.5 | 193000 | 426990387.5 | Anchorage | 17-I
| University of Alaska Anchorage | Student Union | Replace Structural Siding | 53000 | 427043387.5 | 53000 | 427043387.5 | Anchorage | 17-I
| University of Alaska Anchorage | Student Union | Replace Structural Waterproofing - Around Skylight | 945000 | 427988387.5 | 945000 | 427988387.5 | Anchorage | 17-I
| University of Alaska Anchorage | Student Union | Replace Supply Piping Building Distribution | 984000 | 428972387.5 | 984000 | 428972387.5 | Anchorage | 17-I
| University of Alaska Anchorage | Student Union | Replace Walls Painting | 315000 | 429287387.5 | 315000 | 429287387.5 | Anchorage | 17-I
| University of Alaska Anchorage | Student Union | Replace Walls Partitions | 141000 | 429428387.5 | 141000 | 429428387.5 | Anchorage | 17-I
| University of Alaska Anchorage | Student Union | Replace Waste Piping Drainage Piping & Drains | 703000 | 430131387.5 | 703000 | 430131387.5 | Anchorage | 17-I
| University of Alaska Anchorage | Student Union | Replace West Elevator Passenger 2100 Lbs | 500000 | 430631387.5 | 500000 | 430631387.5 | Anchorage | 17-I
| University of Alaska Anchorage | Student Union | Upgrade to full electronic DDC - Hybrid system currently in place | 45000 | 430676387.5 | 45000 | 430676387.5 | Anchorage | 17-I
| University of Alaska Anchorage | Templewood Apartments, Building A | 1 ea. 9348 Switch | 8000 | 430684387.5 | 8000 | 430684387.5 | Anchorage | 17-I
| University of Alaska Anchorage | Templewood Apartments, Building A | 3rd Floor Renovation | 75000 | 430759387.5 | 75000 | 430759387.5 | Anchorage | 17-I
| University of Alaska Anchorage | Templewood Apartments, Building A | Install Occupancy Sensors for Lighting | 4000 | 430763387.5 | 4000 | 430763387.5 | Anchorage | 17-I
| University of Alaska Anchorage | Templewood Apartments, Building A | Kitchen Exhaust | 20000 | 430783387.5 | 20000 | 430783387.5 | Anchorage | 17-I
| University of Alaska Anchorage | Templewood Apartments, Building A | Repaint Trim | 43000 | 430826387.5 | 43000 | 430826387.5 | Anchorage | 17-I
| University of Alaska Anchorage | Templewood Apartments, Building A | Replace Bathroom Renovations Small Bath - 1 to 3 units no Shower | 88000 | 430914387.5 | 88000 | 430914387.5 | Anchorage | 17-I
| University of Alaska Anchorage | Templewood Apartments, Building A | Replace Bathroom Renovations Small Bath - 1 to 3 units with Shower | 313000 | 431227387.5 | 313000 | 431227387.5 | Anchorage | 17-I
| University of Alaska Anchorage | Templewood Apartments, Building A | Replace Building Distribution Building Wiring | 177000 | 431404387.5 | 177000 | 431404387.5 | Anchorage | 17-I
| University of Alaska Anchorage | Templewood Apartments, Building A | Replace Building Distribution Circuit Breaker Panels | 27000 | 431431387.5 | 27000 | 431431387.5 | Anchorage | 17-I
| University of Alaska Anchorage | Templewood Apartments, Building A | Replace Building Distribution Main Building Panels/Switchgear | 39000 | 431470387.5 | 39000 | 431470387.5 | Anchorage | 17-I
| University of Alaska Anchorage | Templewood Apartments, Building A | Replace Ceilings Fixed Ceiling Replacement | 177000 | 431647387.5 | 177000 | 431647387.5 | Anchorage | 17-I
| University of Alaska Anchorage | Templewood Apartments, Building A | Replace Co Alarm Pm | 35000 | 431682387.5 | 35000 | 431682387.5 | Anchorage | 17-I
| University of Alaska Anchorage | Templewood Apartments, Building A | Replace Ext. Painting Panels | 74000 | 431756387.5 | 74000 | 431756387.5 | Anchorage | 17-I
| University of Alaska Anchorage | Templewood Apartments, Building A | Replace Fire Pumps and Controls | 8000 | 431764387.5 | 8000 | 431764387.5 | Anchorage | 17-I
| University of Alaska Anchorage | Templewood Apartments, Building A | Replace Fixtures & Fittings Faucets & Sinks | 32000 | 431796387.5 | 32000 | 431796387.5 | Anchorage | 17-I
| University of Alaska Anchorage | Templewood Apartments, Building A | Replace Fixtures/Lighting Indoor Lighting | 94000 | 431890387.5 | 94000 | 431890387.5 | Anchorage | 17-I
| University of Alaska Anchorage | Templewood Apartments, Building A | Replace Fixtures/Lighting Outlets and Switches | 66000 | 431956387.5 | 66000 | 431956387.5 | Anchorage | 17-I
| University of Alaska Anchorage | Templewood Apartments, Building A | Replace Floors Carpet | 128000 | 432084387.5 | 128000 | 432084387.5 | Anchorage | 17-I
| University of Alaska Anchorage | Templewood Apartments, Building A | Replace Floors VCT | 7000 | 432091387.5 | 7000 | 432091387.5 | Anchorage | 17-I
| University of Alaska Anchorage | Templewood Apartments, Building A | Replace Interior Doors & Doorways | 180000 | 432271387.5 | 180000 | 432271387.5 | Anchorage | 17-I
| University of Alaska Anchorage | Templewood Apartments, Building A | Replace Openings Exterior Doors | 40000 | 432311387.5 | 40000 | 432311387.5 | Anchorage | 17-I
| University of Alaska Anchorage | Templewood Apartments, Building A | Replace Openings Overhead/Garage Doors | 101000 | 432412387.5 | 101000 | 432412387.5 | Anchorage | 17-I
| University of Alaska Anchorage | Templewood Apartments, Building A | Replace Openings Windows - Large | 13000 | 432425387.5 | 13000 | 432425387.5 | Anchorage | 17-I
| University of Alaska Anchorage | Templewood Apartments, Building A | Replace Openings Windows - Medium | 191000 | 432616387.5 | 191000 | 432616387.5 | Anchorage | 17-I
| University of Alaska Anchorage | Templewood Apartments, Building A | Replace Pumps/ Motors Fire Pumps | 8000 | 432624387.5 | 8000 | 432624387.5 | Anchorage | 17-I
| University of Alaska Anchorage | Templewood Apartments, Building A | Replace Rheem Forced Hot Air Furnace | 48000 | 432672387.5 | 48000 | 432672387.5 | Anchorage | 17-I
| University of Alaska Anchorage | Templewood Apartments, Building A | Replace Smoke Detector Pm | 133000 | 432805387.5 | 133000 | 432805387.5 | Anchorage | 17-I
| University of Alaska Anchorage | Templewood Apartments, Building A | Replace Supply Piping Building Distribution | 207000 | 433012387.5 | 207000 | 433012387.5 | Anchorage | 17-I
| University of Alaska Anchorage | Templewood Apartments, Building A | Replace Temp A Annual Roof Pm (Shingles) | 75000 | 433087387.5 | 75000 | 433087387.5 | Anchorage | 17-I
| University of Alaska Anchorage | Templewood Apartments, Building A | Replace Walls Painting | 66000 | 433153387.5 | 66000 | 433153387.5 | Anchorage | 17-I
| University of Alaska Anchorage | Templewood Apartments, Building A | Replace Waste Piping Drainage Piping & Drains | 148000 | 433301387.5 | 148000 | 433301387.5 | Anchorage | 17-I
| University of Alaska Anchorage | Templewood Apartments, Building A | Replace Wet Fire Sprinkler System Billable | 177000 | 433478387.5 | 177000 | 433478387.5 | Anchorage | 17-I
| University of Alaska Anchorage | Templewood Apartments, Building A | Upgrade CO Detectors to tie with Fire Alarm System | 35000 | 433513387.5 | 35000 | 433513387.5 | Anchorage | 17-I
| University of Alaska Anchorage | Templewood Apartments, Building B | 1 ea. 9348 Switch | 8000 | 433521387.5 | 8000 | 433521387.5 | Anchorage | 17-I
| University of Alaska Anchorage | Templewood Apartments, Building B | 3rd Floor Renovation | 75000 | 433596387.5 | 75000 | 433596387.5 | Anchorage | 17-I
| University of Alaska Anchorage | Templewood Apartments, Building B | Kitchen Exhaust | 10000 | 433606387.5 | 10000 | 433606387.5 | Anchorage | 17-I
| University of Alaska Anchorage | Templewood Apartments, Building B | Repaint Trim | 22000 | 433628387.5 | 22000 | 433628387.5 | Anchorage | 17-I
| University of Alaska Anchorage | Templewood Apartments, Building B | Replace Bathroom Renovations Small Bath - 1 to 3 units no Shower | 44000 | 433672387.5 | 44000 | 433672387.5 | Anchorage | 17-I
| University of Alaska Anchorage | Templewood Apartments, Building B | Replace Bathroom Renovations Small Bath - 1 to 3 units with Shower | 156000 | 433828387.5 | 156000 | 433828387.5 | Anchorage | 17-I
| University of Alaska Anchorage | Templewood Apartments, Building B | Replace Building Distribution Building Wiring | 89000 | 433917387.5 | 89000 | 433917387.5 | Anchorage | 17-I
| University of Alaska Anchorage | Templewood Apartments, Building B | Replace Building Distribution Circuit Breaker Panels | 13000 | 433930387.5 | 13000 | 433930387.5 | Anchorage | 17-I
| University of Alaska Anchorage | Templewood Apartments, Building B | Replace Building Distribution Main Building Panels/Switchgear | 39000 | 433969387.5 | 39000 | 433969387.5 | Anchorage | 17-I
| University of Alaska Anchorage | Templewood Apartments, Building B | Replace Ceilings Fixed Ceiling Replacement | 89000 | 434058387.5 | 89000 | 434058387.5 | Anchorage | 17-I
| University of Alaska Anchorage | Templewood Apartments, Building B | Replace Co Alarm Pm | 18000 | 434076387.5 | 18000 | 434076387.5 | Anchorage | 17-I
| University of Alaska Anchorage | Templewood Apartments, Building B | Replace Ext. Painting Panels | 37000 | 434113387.5 | 37000 | 434113387.5 | Anchorage | 17-I
| University of Alaska Anchorage | Templewood Apartments, Building B | Replace exterior leaders | 85000 | 434198387.5 | 85000 | 434198387.5 | Anchorage | 17-I
| University of Alaska Anchorage | Templewood Apartments, Building B | Replace Fire Pumps and Controls | 8000 | 434206387.5 | 8000 | 434206387.5 | Anchorage | 17-I
| University of Alaska Anchorage | Templewood Apartments, Building B | Replace Fixtures & Fittings Faucets & Sinks | 16000 | 434222387.5 | 16000 | 434222387.5 | Anchorage | 17-I
| University of Alaska Anchorage | Templewood Apartments, Building B | Replace Fixtures/Lighting Indoor Lighting | 47000 | 434269387.5 | 47000 | 434269387.5 | Anchorage | 17-I
| University of Alaska Anchorage | Templewood Apartments, Building B | Replace Fixtures/Lighting Occupancy Sensors for Lighting | 2000 | 434271387.5 | 2000 | 434271387.5 | Anchorage | 17-I
| University of Alaska Anchorage | Templewood Apartments, Building B | Replace Fixtures/Lighting Outlets and Switches | 66000 | 434337387.5 | 66000 | 434337387.5 | Anchorage | 17-I
| University of Alaska Anchorage | Templewood Apartments, Building B | Replace Floors Carpet | 64000 | 434401387.5 | 64000 | 434401387.5 | Anchorage | 17-I
| University of Alaska Anchorage | Templewood Apartments, Building B | Replace Floors VCT | 4000 | 434405387.5 | 4000 | 434405387.5 | Anchorage | 17-I
| University of Alaska Anchorage | Templewood Apartments, Building B | Replace Gutters | 2000 | 434407387.5 | 2000 | 434407387.5 | Anchorage | 17-I
| University of Alaska Anchorage | Templewood Apartments, Building B | Replace Interior Doors & Doorways | 80000 | 434487387.5 | 80000 | 434487387.5 | Anchorage | 17-I
| University of Alaska Anchorage | Templewood Apartments, Building B | Replace Openings Exterior Doors | 20000 | 434507387.5 | 20000 | 434507387.5 | Anchorage | 17-I
| University of Alaska Anchorage | Templewood Apartments, Building B | Replace Openings Overhead/Garage Doors | 101000 | 434608387.5 | 101000 | 434608387.5 | Anchorage | 17-I
| University of Alaska Anchorage | Templewood Apartments, Building B | Replace Openings Windows - Large | 13000 | 434621387.5 | 13000 | 434621387.5 | Anchorage | 17-I
| University of Alaska Anchorage | Templewood Apartments, Building B | Replace Openings Windows - Small | 58000 | 434679387.5 | 58000 | 434679387.5 | Anchorage | 17-I
| University of Alaska Anchorage | Templewood Apartments, Building B | Replace Pumps/ Motors Fire Pumps | 8000 | 434687387.5 | 8000 | 434687387.5 | Anchorage | 17-I
| University of Alaska Anchorage | Templewood Apartments, Building B | Replace Rheem Forced Hot Air Furnace | 24000 | 434711387.5 | 24000 | 434711387.5 | Anchorage | 17-I
| University of Alaska Anchorage | Templewood Apartments, Building B | Replace Smoke Detector Pm | 133000 | 434844387.5 | 133000 | 434844387.5 | Anchorage | 17-I
| University of Alaska Anchorage | Templewood Apartments, Building B | Replace Supply Piping Building Distribution | 103000 | 434947387.5 | 103000 | 434947387.5 | Anchorage | 17-I
| University of Alaska Anchorage | Templewood Apartments, Building B | Replace Temp B Annual Roof Pm (Shingles) | 38000 | 434985387.5 | 38000 | 434985387.5 | Anchorage | 17-I
| University of Alaska Anchorage | Templewood Apartments, Building B | Replace Walls Painting | 33000 | 435018387.5 | 33000 | 435018387.5 | Anchorage | 17-I
| University of Alaska Anchorage | Templewood Apartments, Building B | Replace Waste Piping Drainage Piping & Drains | 74000 | 435092387.5 | 74000 | 435092387.5 | Anchorage | 17-I
| University of Alaska Anchorage | Templewood Apartments, Building B | Replace Wet Fire Sprinkler System Billable | 89000 | 435181387.5 | 89000 | 435181387.5 | Anchorage | 17-I
| University of Alaska Anchorage | Templewood Apartments, Building B | Upgrade CO Detectors to tie with Fire Alarm System | 18000 | 435199387.5 | 18000 | 435199387.5 | Anchorage | 17-I
| University of Alaska Anchorage | Templewood Apartments, Building C | 1 ea. 9348 Switch | 8000 | 435207387.5 | 8000 | 435207387.5 | Anchorage | 17-I
| University of Alaska Anchorage | Templewood Apartments, Building C | 3rd Floor Renovation | 75000 | 435282387.5 | 75000 | 435282387.5 | Anchorage | 17-I
| University of Alaska Anchorage | Templewood Apartments, Building C | Kitchen Exhaust | 20000 | 435302387.5 | 20000 | 435302387.5 | Anchorage | 17-I
| University of Alaska Anchorage | Templewood Apartments, Building C | Repaint Trim | 43000 | 435345387.5 | 43000 | 435345387.5 | Anchorage | 17-I
| University of Alaska Anchorage | Templewood Apartments, Building C | Replace Bathroom Renovations Small Bath - 1 to 3 units no Shower | 88000 | 435433387.5 | 88000 | 435433387.5 | Anchorage | 17-I
| University of Alaska Anchorage | Templewood Apartments, Building C | Replace Bathroom Renovations Small Bath - 1 to 3 units with Shower | 313000 | 435746387.5 | 313000 | 435746387.5 | Anchorage | 17-I
| University of Alaska Anchorage | Templewood Apartments, Building C | Replace Building Distribution Building Wiring | 177000 | 435923387.5 | 177000 | 435923387.5 | Anchorage | 17-I
| University of Alaska Anchorage | Templewood Apartments, Building C | Replace Building Distribution Circuit Breaker Panels | 27000 | 435950387.5 | 27000 | 435950387.5 | Anchorage | 17-I
| University of Alaska Anchorage | Templewood Apartments, Building C | Replace Building Distribution Main Building Panels/Switchgear | 39000 | 435989387.5 | 39000 | 435989387.5 | Anchorage | 17-I
| University of Alaska Anchorage | Templewood Apartments, Building C | Replace Ceilings Fixed Ceiling Replacement | 177000 | 436166387.5 | 177000 | 436166387.5 | Anchorage | 17-I
| University of Alaska Anchorage | Templewood Apartments, Building C | Replace Co Alarm Pm | 35000 | 436201387.5 | 35000 | 436201387.5 | Anchorage | 17-I
| University of Alaska Anchorage | Templewood Apartments, Building C | Replace Est3 Fire Alarm System | 133000 | 436334387.5 | 133000 | 436334387.5 | Anchorage | 17-I
| University of Alaska Anchorage | Templewood Apartments, Building C | Replace Ext. Painting Panels | 74000 | 436408387.5 | 74000 | 436408387.5 | Anchorage | 17-I
| University of Alaska Anchorage | Templewood Apartments, Building C | Replace exterior leaders | 132000 | 436540387.5 | 132000 | 436540387.5 | Anchorage | 17-I
| University of Alaska Anchorage | Templewood Apartments, Building C | Replace Fire Pumps and Controls | 8000 | 436548387.5 | 8000 | 436548387.5 | Anchorage | 17-I
| University of Alaska Anchorage | Templewood Apartments, Building C | Replace Fixtures & Fittings Faucets & Sinks | 32000 | 436580387.5 | 32000 | 436580387.5 | Anchorage | 17-I
| University of Alaska Anchorage | Templewood Apartments, Building C | Replace Fixtures/Lighting Indoor Lighting | 94000 | 436674387.5 | 94000 | 436674387.5 | Anchorage | 17-I
| University of Alaska Anchorage | Templewood Apartments, Building C | Replace Fixtures/Lighting Occupancy Sensors for Lighting | 4000 | 436678387.5 | 4000 | 436678387.5 | Anchorage | 17-I
| University of Alaska Anchorage | Templewood Apartments, Building C | Replace Fixtures/Lighting Outlets and Switches | 66000 | 436744387.5 | 66000 | 436744387.5 | Anchorage | 17-I
| University of Alaska Anchorage | Templewood Apartments, Building C | Replace Floors Carpet | 128000 | 436872387.5 | 128000 | 436872387.5 | Anchorage | 17-I
| University of Alaska Anchorage | Templewood Apartments, Building C | Replace Floors VCT | 7000 | 436879387.5 | 7000 | 436879387.5 | Anchorage | 17-I
| University of Alaska Anchorage | Templewood Apartments, Building C | Replace Gutters | 4000 | 436883387.5 | 4000 | 436883387.5 | Anchorage | 17-I
| University of Alaska Anchorage | Templewood Apartments, Building C | Replace Interior Doors & Doorways | 225000 | 437108387.5 | 225000 | 437108387.5 | Anchorage | 17-I
| University of Alaska Anchorage | Templewood Apartments, Building C | Replace Openings Exterior Doors | 40000 | 437148387.5 | 40000 | 437148387.5 | Anchorage | 17-I
| University of Alaska Anchorage | Templewood Apartments, Building C | Replace Openings Overhead/Garage Doors | 101000 | 437249387.5 | 101000 | 437249387.5 | Anchorage | 17-I
| University of Alaska Anchorage | Templewood Apartments, Building C | Replace Openings Windows - Large | 13000 | 437262387.5 | 13000 | 437262387.5 | Anchorage | 17-I
| University of Alaska Anchorage | Templewood Apartments, Building C | Replace Openings Windows - Medium | 194000 | 437456387.5 | 194000 | 437456387.5 | Anchorage | 17-I
| University of Alaska Anchorage | Templewood Apartments, Building C | Replace Pumps/ Motors Fire Pumps | 8000 | 437464387.5 | 8000 | 437464387.5 | Anchorage | 17-I
| University of Alaska Anchorage | Templewood Apartments, Building C | Replace Rheem Forced Hot Air Furnace | 48000 | 437512387.5 | 48000 | 437512387.5 | Anchorage | 17-I
| University of Alaska Anchorage | Templewood Apartments, Building C | Replace Smoke Detector Pm | 133000 | 437645387.5 | 133000 | 437645387.5 | Anchorage | 17-I
| University of Alaska Anchorage | Templewood Apartments, Building C | Replace Supply Piping Building Distribution | 207000 | 437852387.5 | 207000 | 437852387.5 | Anchorage | 17-I
| University of Alaska Anchorage | Templewood Apartments, Building C | Replace Temp C Annual Roof Pm (Shingles) | 75000 | 437927387.5 | 75000 | 437927387.5 | Anchorage | 17-I
| University of Alaska Anchorage | Templewood Apartments, Building C | Replace Walls Painting | 66000 | 437993387.5 | 66000 | 437993387.5 | Anchorage | 17-I
| University of Alaska Anchorage | Templewood Apartments, Building C | Replace Waste Piping Drainage Piping & Drains | 148000 | 438141387.5 | 148000 | 438141387.5 | Anchorage | 17-I
| University of Alaska Anchorage | Templewood Apartments, Building C | Replace Wet Fire Sprinkler System Billable | 177000 | 438318387.5 | 177000 | 438318387.5 | Anchorage | 17-I
| University of Alaska Anchorage | Templewood Apartments, Building C | Upgrade CO Detectors to tie with Fire Alarm System | 35000 | 438353387.5 | 35000 | 438353387.5 | Anchorage | 17-I
| University of Alaska Anchorage | Templewood Apartments, Building D | 1 ea. 9348 Switch | 8000 | 438361387.5 | 8000 | 438361387.5 | Anchorage | 17-I
| University of Alaska Anchorage | Templewood Apartments, Building D | 3rd Floor Renovation | 75000 | 438436387.5 | 75000 | 438436387.5 | Anchorage | 17-I
| University of Alaska Anchorage | Templewood Apartments, Building D | Kitchen Exhaust | 20000 | 438456387.5 | 20000 | 438456387.5 | Anchorage | 17-I
| University of Alaska Anchorage | Templewood Apartments, Building D | Repaint Trim | 43000 | 438499387.5 | 43000 | 438499387.5 | Anchorage | 17-I
| University of Alaska Anchorage | Templewood Apartments, Building D | Replace Bathroom Renovations Small Bath - 1 to 3 units no Shower | 88000 | 438587387.5 | 88000 | 438587387.5 | Anchorage | 17-I
| University of Alaska Anchorage | Templewood Apartments, Building D | Replace Bathroom Renovations Small Bath - 1 to 3 units with Shower | 313000 | 438900387.5 | 313000 | 438900387.5 | Anchorage | 17-I
| University of Alaska Anchorage | Templewood Apartments, Building D | Replace Building Distribution Building Wiring | 177000 | 439077387.5 | 177000 | 439077387.5 | Anchorage | 17-I
| University of Alaska Anchorage | Templewood Apartments, Building D | Replace Building Distribution Circuit Breaker Panels | 27000 | 439104387.5 | 27000 | 439104387.5 | Anchorage | 17-I
| University of Alaska Anchorage | Templewood Apartments, Building D | Replace Building Distribution Main Building Panels/Switchgear | 39000 | 439143387.5 | 39000 | 439143387.5 | Anchorage | 17-I
| University of Alaska Anchorage | Templewood Apartments, Building D | Replace Ceilings Fixed Ceiling Replacement | 177000 | 439320387.5 | 177000 | 439320387.5 | Anchorage | 17-I
| University of Alaska Anchorage | Templewood Apartments, Building D | Replace Co Alarm Pm | 35000 | 439355387.5 | 35000 | 439355387.5 | Anchorage | 17-I
| University of Alaska Anchorage | Templewood Apartments, Building D | Replace Ext. Painting Panels | 74000 | 439429387.5 | 74000 | 439429387.5 | Anchorage | 17-I
| University of Alaska Anchorage | Templewood Apartments, Building D | Replace Fire Pumps and Controls | 8000 | 439437387.5 | 8000 | 439437387.5 | Anchorage | 17-I
| University of Alaska Anchorage | Templewood Apartments, Building D | Replace Fixtures & Fittings Faucets & Sinks | 32000 | 439469387.5 | 32000 | 439469387.5 | Anchorage | 17-I
| University of Alaska Anchorage | Templewood Apartments, Building D | Replace Fixtures/Lighting Indoor Lighting | 94000 | 439563387.5 | 94000 | 439563387.5 | Anchorage | 17-I
| University of Alaska Anchorage | Templewood Apartments, Building D | Replace Fixtures/Lighting Occupancy Sensors for Lighting | 4000 | 439567387.5 | 4000 | 439567387.5 | Anchorage | 17-I
| University of Alaska Anchorage | Templewood Apartments, Building D | Replace Fixtures/Lighting Outlets and Switches | 66000 | 439633387.5 | 66000 | 439633387.5 | Anchorage | 17-I
| University of Alaska Anchorage | Templewood Apartments, Building D | Replace Floors Carpet | 128000 | 439761387.5 | 128000 | 439761387.5 | Anchorage | 17-I
| University of Alaska Anchorage | Templewood Apartments, Building D | Replace Floors VCT | 7000 | 439768387.5 | 7000 | 439768387.5 | Anchorage | 17-I
| University of Alaska Anchorage | Templewood Apartments, Building D | Replace Interior Doors & Doorways | 225000 | 439993387.5 | 225000 | 439993387.5 | Anchorage | 17-I
| University of Alaska Anchorage | Templewood Apartments, Building D | Replace Openings Exterior Doors | 40000 | 440033387.5 | 40000 | 440033387.5 | Anchorage | 17-I
| University of Alaska Anchorage | Templewood Apartments, Building D | Replace Openings Overhead/Garage Doors | 101000 | 440134387.5 | 101000 | 440134387.5 | Anchorage | 17-I
| University of Alaska Anchorage | Templewood Apartments, Building D | Replace Openings Windows - Large | 13000 | 440147387.5 | 13000 | 440147387.5 | Anchorage | 17-I
| University of Alaska Anchorage | Templewood Apartments, Building D | Replace Openings Windows - Medium | 194000 | 440341387.5 | 194000 | 440341387.5 | Anchorage | 17-I
| University of Alaska Anchorage | Templewood Apartments, Building D | Replace Pumps/ Motors Fire Pumps | 8000 | 440349387.5 | 8000 | 440349387.5 | Anchorage | 17-I
| University of Alaska Anchorage | Templewood Apartments, Building D | Replace Rheem Forced Hot Air Furnace | 48000 | 440397387.5 | 48000 | 440397387.5 | Anchorage | 17-I
| University of Alaska Anchorage | Templewood Apartments, Building D | Replace Smoke Detector Pm | 133000 | 440530387.5 | 133000 | 440530387.5 | Anchorage | 17-I
| University of Alaska Anchorage | Templewood Apartments, Building D | Replace Supply Piping Building Distribution | 207000 | 440737387.5 | 207000 | 440737387.5 | Anchorage | 17-I
| University of Alaska Anchorage | Templewood Apartments, Building D | Replace Temp D Annual Roof Pm (Shingles) | 75000 | 440812387.5 | 75000 | 440812387.5 | Anchorage | 17-I
| University of Alaska Anchorage | Templewood Apartments, Building D | Replace Walls Painting | 66000 | 440878387.5 | 66000 | 440878387.5 | Anchorage | 17-I
| University of Alaska Anchorage | Templewood Apartments, Building D | Replace Waste Piping Drainage Piping & Drains | 148000 | 441026387.5 | 148000 | 441026387.5 | Anchorage | 17-I
| University of Alaska Anchorage | Templewood Apartments, Building D | Replace Wet Fire Sprinkler System Billable | 177000 | 441203387.5 | 177000 | 441203387.5 | Anchorage | 17-I
| University of Alaska Anchorage | Templewood Apartments, Building D | Upgrade CO Detectors to tie with Fire Alarm System | 35000 | 441238387.5 | 35000 | 441238387.5 | Anchorage | 17-I
| University of Alaska Anchorage | Templewood Apartments, Building E | 1 ea. 9348 Switch | 8000 | 441246387.5 | 8000 | 441246387.5 | Anchorage | 17-I
| University of Alaska Anchorage | Templewood Apartments, Building E | 3rd Floor Renovation | 75000 | 441321387.5 | 75000 | 441321387.5 | Anchorage | 17-I
| University of Alaska Anchorage | Templewood Apartments, Building E | Kitchen Exhaust | 10000 | 441331387.5 | 10000 | 441331387.5 | Anchorage | 17-I
| University of Alaska Anchorage | Templewood Apartments, Building E | Repaint Trim | 22000 | 441353387.5 | 22000 | 441353387.5 | Anchorage | 17-I
| University of Alaska Anchorage | Templewood Apartments, Building E | Replace Bathroom Renovations Small Bath - 1 to 3 units no Shower | 44000 | 441397387.5 | 44000 | 441397387.5 | Anchorage | 17-I
| University of Alaska Anchorage | Templewood Apartments, Building E | Replace Bathroom Renovations Small Bath - 1 to 3 units with Shower | 156000 | 441553387.5 | 156000 | 441553387.5 | Anchorage | 17-I
| University of Alaska Anchorage | Templewood Apartments, Building E | Replace Building Distribution Building Wiring | 89000 | 441642387.5 | 89000 | 441642387.5 | Anchorage | 17-I
| University of Alaska Anchorage | Templewood Apartments, Building E | Replace Building Distribution Circuit Breaker Panels | 13000 | 441655387.5 | 13000 | 441655387.5 | Anchorage | 17-I
| University of Alaska Anchorage | Templewood Apartments, Building E | Replace Building Distribution Main Building Panels/Switchgear | 39000 | 441694387.5 | 39000 | 441694387.5 | Anchorage | 17-I
| University of Alaska Anchorage | Templewood Apartments, Building E | Replace Ceilings Fixed Ceiling Replacement | 89000 | 441783387.5 | 89000 | 441783387.5 | Anchorage | 17-I
| University of Alaska Anchorage | Templewood Apartments, Building E | Replace Co Alarm Pm | 18000 | 441801387.5 | 18000 | 441801387.5 | Anchorage | 17-I
| University of Alaska Anchorage | Templewood Apartments, Building E | Replace Ext. Painting Panels | 37000 | 441838387.5 | 37000 | 441838387.5 | Anchorage | 17-I
| University of Alaska Anchorage | Templewood Apartments, Building E | Replace exterior leaders | 85000 | 441923387.5 | 85000 | 441923387.5 | Anchorage | 17-I
| University of Alaska Anchorage | Templewood Apartments, Building E | Replace Fire Pumps and Controls | 8000 | 441931387.5 | 8000 | 441931387.5 | Anchorage | 17-I
| University of Alaska Anchorage | Templewood Apartments, Building E | Replace Fixtures & Fittings Faucets & Sinks | 16000 | 441947387.5 | 16000 | 441947387.5 | Anchorage | 17-I
| University of Alaska Anchorage | Templewood Apartments, Building E | Replace Fixtures/Lighting Indoor Lighting | 47000 | 441994387.5 | 47000 | 441994387.5 | Anchorage | 17-I
| University of Alaska Anchorage | Templewood Apartments, Building E | Replace Fixtures/Lighting Occupancy Sensors for Lighting | 2000 | 441996387.5 | 2000 | 441996387.5 | Anchorage | 17-I
| University of Alaska Anchorage | Templewood Apartments, Building E | Replace Fixtures/Lighting Outlets and Switches | 66000 | 442062387.5 | 66000 | 442062387.5 | Anchorage | 17-I
| University of Alaska Anchorage | Templewood Apartments, Building E | Replace Floors Carpet | 64000 | 442126387.5 | 64000 | 442126387.5 | Anchorage | 17-I
| University of Alaska Anchorage | Templewood Apartments, Building E | Replace Floors VCT | 4000 | 442130387.5 | 4000 | 442130387.5 | Anchorage | 17-I
| University of Alaska Anchorage | Templewood Apartments, Building E | Replace Gutters | 2000 | 442132387.5 | 2000 | 442132387.5 | Anchorage | 17-I
| University of Alaska Anchorage | Templewood Apartments, Building E | Replace Interior Doors & Doorways | 115000 | 442247387.5 | 115000 | 442247387.5 | Anchorage | 17-I
| University of Alaska Anchorage | Templewood Apartments, Building E | Replace Openings Exterior Doors | 20000 | 442267387.5 | 20000 | 442267387.5 | Anchorage | 17-I
| University of Alaska Anchorage | Templewood Apartments, Building E | Replace Openings Overhead/Garage Doors | 101000 | 442368387.5 | 101000 | 442368387.5 | Anchorage | 17-I
| University of Alaska Anchorage | Templewood Apartments, Building E | Replace Openings Windows - Large | 6000 | 442374387.5 | 6000 | 442374387.5 | Anchorage | 17-I
| University of Alaska Anchorage | Templewood Apartments, Building E | Replace Openings Windows - Medium | 91000 | 442465387.5 | 91000 | 442465387.5 | Anchorage | 17-I
| University of Alaska Anchorage | Templewood Apartments, Building E | Replace Pumps/ Motors Fire Pumps | 8000 | 442473387.5 | 8000 | 442473387.5 | Anchorage | 17-I
| University of Alaska Anchorage | Templewood Apartments, Building E | Replace Rheem Forced Hot Air Furnace | 24000 | 442497387.5 | 24000 | 442497387.5 | Anchorage | 17-I
| University of Alaska Anchorage | Templewood Apartments, Building E | Replace Smoke Detector Pm | 133000 | 442630387.5 | 133000 | 442630387.5 | Anchorage | 17-I
| University of Alaska Anchorage | Templewood Apartments, Building E | Replace Supply Piping Building Distribution | 103000 | 442733387.5 | 103000 | 442733387.5 | Anchorage | 17-I
| University of Alaska Anchorage | Templewood Apartments, Building E | Replace Temp E Annual Roof Pm (Shingles) | 38000 | 442771387.5 | 38000 | 442771387.5 | Anchorage | 17-I
| University of Alaska Anchorage | Templewood Apartments, Building E | Replace Walls Painting | 33000 | 442804387.5 | 33000 | 442804387.5 | Anchorage | 17-I
| University of Alaska Anchorage | Templewood Apartments, Building E | Replace Waste Piping Drainage Piping & Drains | 74000 | 442878387.5 | 74000 | 442878387.5 | Anchorage | 17-I
| University of Alaska Anchorage | Templewood Apartments, Building E | Replace Wet Fire Sprinkler System Billable | 89000 | 442967387.5 | 89000 | 442967387.5 | Anchorage | 17-I
| University of Alaska Anchorage | Templewood Apartments, Building E | Upgrade CO Detectors to tie with Fire Alarm System | 18000 | 442985387.5 | 18000 | 442985387.5 | Anchorage | 17-I
| University of Alaska Anchorage | Templewood Apartments, Building F | 1 ea. 9348 Switch | 8000 | 442993387.5 | 8000 | 442993387.5 | Anchorage | 17-I
| University of Alaska Anchorage | Templewood Apartments, Building F | 3rd Floor Renovation | 75000 | 443068387.5 | 75000 | 443068387.5 | Anchorage | 17-I
| University of Alaska Anchorage | Templewood Apartments, Building F | Kitchen Exhaust | 20000 | 443088387.5 | 20000 | 443088387.5 | Anchorage | 17-I
| University of Alaska Anchorage | Templewood Apartments, Building F | Repaint Trim | 43000 | 443131387.5 | 43000 | 443131387.5 | Anchorage | 17-I
| University of Alaska Anchorage | Templewood Apartments, Building F | Replace Bathroom Renovations Small Bath - 1 to 3 units no Shower | 88000 | 443219387.5 | 88000 | 443219387.5 | Anchorage | 17-I
| University of Alaska Anchorage | Templewood Apartments, Building F | Replace Bathroom Renovations Small Bath - 1 to 3 units with Shower | 313000 | 443532387.5 | 313000 | 443532387.5 | Anchorage | 17-I
| University of Alaska Anchorage | Templewood Apartments, Building F | Replace Building Distribution Building Wiring | 177000 | 443709387.5 | 177000 | 443709387.5 | Anchorage | 17-I
| University of Alaska Anchorage | Templewood Apartments, Building F | Replace Building Distribution Circuit Breaker Panels | 27000 | 443736387.5 | 27000 | 443736387.5 | Anchorage | 17-I
| University of Alaska Anchorage | Templewood Apartments, Building F | Replace Building Distribution Main Building Panels/Switchgear | 39000 | 443775387.5 | 39000 | 443775387.5 | Anchorage | 17-I
| University of Alaska Anchorage | Templewood Apartments, Building F | Replace Ceilings Fixed Ceiling Replacement | 177000 | 443952387.5 | 177000 | 443952387.5 | Anchorage | 17-I
| University of Alaska Anchorage | Templewood Apartments, Building F | Replace Co Alarm Pm | 35000 | 443987387.5 | 35000 | 443987387.5 | Anchorage | 17-I
| University of Alaska Anchorage | Templewood Apartments, Building F | Replace Ext. Painting Panels | 74000 | 444061387.5 | 74000 | 444061387.5 | Anchorage | 17-I
| University of Alaska Anchorage | Templewood Apartments, Building F | Replace exterior leaders | 132000 | 444193387.5 | 132000 | 444193387.5 | Anchorage | 17-I
| University of Alaska Anchorage | Templewood Apartments, Building F | Replace Fire Pumps and Controls | 8000 | 444201387.5 | 8000 | 444201387.5 | Anchorage | 17-I
| University of Alaska Anchorage | Templewood Apartments, Building F | Replace Fixtures & Fittings Faucets & Sinks | 32000 | 444233387.5 | 32000 | 444233387.5 | Anchorage | 17-I
| University of Alaska Anchorage | Templewood Apartments, Building F | Replace Fixtures/Lighting Indoor Lighting | 94000 | 444327387.5 | 94000 | 444327387.5 | Anchorage | 17-I
| University of Alaska Anchorage | Templewood Apartments, Building F | Replace Fixtures/Lighting Occupancy Sensors for Lighting | 4000 | 444331387.5 | 4000 | 444331387.5 | Anchorage | 17-I
| University of Alaska Anchorage | Templewood Apartments, Building F | Replace Fixtures/Lighting Outlets and Switches | 66000 | 444397387.5 | 66000 | 444397387.5 | Anchorage | 17-I
| University of Alaska Anchorage | Templewood Apartments, Building F | Replace Floors Carpet | 128000 | 444525387.5 | 128000 | 444525387.5 | Anchorage | 17-I
| University of Alaska Anchorage | Templewood Apartments, Building F | Replace Floors VCT | 7000 | 444532387.5 | 7000 | 444532387.5 | Anchorage | 17-I
| University of Alaska Anchorage | Templewood Apartments, Building F | Replace Gutters | 4000 | 444536387.5 | 4000 | 444536387.5 | Anchorage | 17-I
| University of Alaska Anchorage | Templewood Apartments, Building F | Replace Interior Doors & Doorways | 205000 | 444741387.5 | 205000 | 444741387.5 | Anchorage | 17-I
| University of Alaska Anchorage | Templewood Apartments, Building F | Replace Openings Exterior Doors | 40000 | 444781387.5 | 40000 | 444781387.5 | Anchorage | 17-I
| University of Alaska Anchorage | Templewood Apartments, Building F | Replace Openings Overhead/Garage Doors | 101000 | 444882387.5 | 101000 | 444882387.5 | Anchorage | 17-I
| University of Alaska Anchorage | Templewood Apartments, Building F | Replace Openings Windows - Large | 13000 | 444895387.5 | 13000 | 444895387.5 | Anchorage | 17-I
| University of Alaska Anchorage | Templewood Apartments, Building F | Replace Openings Windows - Medium | 206000 | 445101387.5 | 206000 | 445101387.5 | Anchorage | 17-I
| University of Alaska Anchorage | Templewood Apartments, Building F | Replace Pumps/ Motors Fire Pumps | 8000 | 445109387.5 | 8000 | 445109387.5 | Anchorage | 17-I
| University of Alaska Anchorage | Templewood Apartments, Building F | Replace Rheem Forced Hot Air Furnace | 48000 | 445157387.5 | 48000 | 445157387.5 | Anchorage | 17-I
| University of Alaska Anchorage | Templewood Apartments, Building F | Replace Smoke Detector Pm | 133000 | 445290387.5 | 133000 | 445290387.5 | Anchorage | 17-I
| University of Alaska Anchorage | Templewood Apartments, Building F | Replace Supply Piping Building Distribution | 207000 | 445497387.5 | 207000 | 445497387.5 | Anchorage | 17-I
| University of Alaska Anchorage | Templewood Apartments, Building F | Replace Temp F Annual Roof Pm (Shingles) | 75000 | 445572387.5 | 75000 | 445572387.5 | Anchorage | 17-I
| University of Alaska Anchorage | Templewood Apartments, Building F | Replace Walls Painting | 66000 | 445638387.5 | 66000 | 445638387.5 | Anchorage | 17-I
| University of Alaska Anchorage | Templewood Apartments, Building F | Replace Waste Piping Drainage Piping & Drains | 148000 | 445786387.5 | 148000 | 445786387.5 | Anchorage | 17-I
| University of Alaska Anchorage | Templewood Apartments, Building F | Replace Wet Fire Sprinkler System Billable | 177000 | 445963387.5 | 177000 | 445963387.5 | Anchorage | 17-I
| University of Alaska Anchorage | Templewood Apartments, Building F | Upgrade CO Detectors to tie with Fire Alarm System | 35000 | 445998387.5 | 35000 | 445998387.5 | Anchorage | 17-I
| University of Alaska Anchorage | Transportation Research Center | Added for each building Intercom/Telephone/Data | 40000 | 446038387.5 | 40000 | 446038387.5 | Anchorage | 20-J
| University of Alaska Anchorage | Transportation Research Center | DHW Boiler | 30000 | 446068387.5 | 30000 | 446068387.5 | Anchorage | 20-J
| University of Alaska Anchorage | Transportation Research Center | Exposed | 130000 | 446198387.5 | 130000 | 446198387.5 | Anchorage | 20-J
| University of Alaska Anchorage | Transportation Research Center | Fire alarm system | 43000 | 446241387.5 | 43000 | 446241387.5 | Anchorage | 20-J
| University of Alaska Anchorage | Transportation Research Center | gas sniffer and gas alarn panel | 133000 | 446374387.5 | 133000 | 446374387.5 | Anchorage | 20-J
| University of Alaska Anchorage | Transportation Research Center | Heat Detectors | 60000 | 446434387.5 | 60000 | 446434387.5 | Anchorage | 20-J
| University of Alaska Anchorage | Transportation Research Center | Install CO Detectors | 15000 | 446449387.5 | 15000 | 446449387.5 | Anchorage | 20-J
| University of Alaska Anchorage | Transportation Research Center | Install Fire Alarm System | 82000 | 446531387.5 | 82000 | 446531387.5 | Anchorage | 20-J
| University of Alaska Anchorage | Transportation Research Center | Install mechanical Fire Alarm Panel | 196000 | 446727387.5 | 196000 | 446727387.5 | Anchorage | 20-J
| University of Alaska Anchorage | Transportation Research Center | Interior Wall Painting | 54000 | 446781387.5 | 54000 | 446781387.5 | Anchorage | 20-J
| University of Alaska Anchorage | Transportation Research Center | Mechanical Building Piping - 2 Pipe or steam | 127000 | 446908387.5 | 127000 | 446908387.5 | Anchorage | 20-J
| University of Alaska Anchorage | Transportation Research Center | Mechanical DHW Storage | 19000 | 446927387.5 | 19000 | 446927387.5 | Anchorage | 20-J
| University of Alaska Anchorage | Transportation Research Center | Mechanical Expansion Tanks | 20000 | 446947387.5 | 20000 | 446947387.5 | Anchorage | 20-J
| University of Alaska Anchorage | Transportation Research Center | Mechanical Unit Heaters | 19000 | 446966387.5 | 19000 | 446966387.5 | Anchorage | 20-J
| University of Alaska Anchorage | Transportation Research Center | Rebuild 6 inch diameter reduced pressure backflow preventer | 3000 | 446969387.5 | 3000 | 446969387.5 | Anchorage | 20-J
| University of Alaska Anchorage | Transportation Research Center | Re-caulk exterior shell | 3000 | 446972387.5 | 3000 | 446972387.5 | Anchorage | 20-J
| University of Alaska Anchorage | Transportation Research Center | Re-paint building exterior | 84000 | 447056387.5 | 84000 | 447056387.5 | Anchorage | 20-J
| University of Alaska Anchorage | Transportation Research Center | Repaint interior walls | 17000 | 447073387.5 | 17000 | 447073387.5 | Anchorage | 20-J
| University of Alaska Anchorage | Transportation Research Center | Replace 275 gallon fuel oil storage tank | 9000 | 447082387.5 | 9000 | 447082387.5 | Anchorage | 20-J
| University of Alaska Anchorage | Transportation Research Center | Replace 3'-0 x 7'-0 steel, painted, door | 30000 | 447112387.5 | 30000 | 447112387.5 | Anchorage | 20-J
| University of Alaska Anchorage | Transportation Research Center | Replace branch wiring 600 V | 72000 | 447184387.5 | 72000 | 447184387.5 | Anchorage | 20-J
| University of Alaska Anchorage | Transportation Research Center | Replace circuit breaker molded case, 480 V, 3 pole circuit breaker | 17000 | 447201387.5 | 17000 | 447201387.5 | Anchorage | 20-J
| University of Alaska Anchorage | Transportation Research Center | Replace circulator. pump, 1 H.P. | 8000 | 447209387.5 | 8000 | 447209387.5 | Anchorage | 20-J
| University of Alaska Anchorage | Transportation Research Center | Replace cooling compressor | 10000 | 447219387.5 | 10000 | 447219387.5 | Anchorage | 20-J
| University of Alaska Anchorage | Transportation Research Center | Replace exterior doors | 30000 | 447249387.5 | 30000 | 447249387.5 | Anchorage | 20-J
| University of Alaska Anchorage | Transportation Research Center | Replace faucets and sinks throughout building | 2900 | 447252287.5 | 2900 | 447252287.5 | Anchorage | 20-J
| University of Alaska Anchorage | Transportation Research Center | Replace fire alarm control panel | 63000 | 447315287.5 | 63000 | 447315287.5 | Anchorage | 20-J
| University of Alaska Anchorage | Transportation Research Center | Replace fluorescent fixture, lay-in, recess mtd, 2' x 4', two 40 W | 66000 | 447381287.5 | 66000 | 447381287.5 | Anchorage | 20-J
| University of Alaska Anchorage | Transportation Research Center | Replace garage doors | 25000 | 447406287.5 | 25000 | 447406287.5 | Anchorage | 20-J
| University of Alaska Anchorage | Transportation Research Center | Replace lab eyewash/shower stations | 5000 | 447411287.5 | 5000 | 447411287.5 | Anchorage | 20-J
| University of Alaska Anchorage | Transportation Research Center | Replace pipe & fittings, cast iron, 4 | 30000 | 447441287.5 | 30000 | 447441287.5 | Anchorage | 20-J
| University of Alaska Anchorage | Transportation Research Center | Replace radiator, baseboard 10' section | 2000 | 447443287.5 | 2000 | 447443287.5 | Anchorage | 20-J
| University of Alaska Anchorage | Transportation Research Center | Replace separator | 4000 | 447447287.5 | 4000 | 447447287.5 | Anchorage | 20-J
| University of Alaska Anchorage | Transportation Research Center | Replace unit heater, steam | 27000 | 447474287.5 | 27000 | 447474287.5 | Anchorage | 20-J
| University of Alaska Anchorage | Transportation Research Center | Small Bathroom | 22000 | 447496287.5 | 22000 | 447496287.5 | Anchorage | 20-J
| University of Alaska Anchorage | Transportation Research Center | Sprinkler System | 66000 | 447562287.5 | 66000 | 447562287.5 | Anchorage | 20-J
| University of Alaska Anchorage | Transportation Research Center | Total EPDM roof replacement | 87000 | 447649287.5 | 87000 | 447649287.5 | Anchorage | 20-J
| University of Alaska Anchorage | Transportation Research Center | Update indoor lighting | 25000 | 447674287.5 | 25000 | 447674287.5 | Anchorage | 20-J
| University of Alaska Anchorage | University Center | 1 ea. 9348 Switch, 1 ea. UPS | 18000 | 447692287.5 | 18000 | 447692287.5 | Anchorage | 20-J
| University of Alaska Anchorage | University Center | Interior Tile | 257000 | 447949287.5 | 257000 | 447949287.5 | Anchorage | 20-J
| University of Alaska Anchorage | University Center | Mechanical Air Handlers | 1936000 | 449885287.5 | 1936000 | 449885287.5 | Anchorage | 20-J
| University of Alaska Anchorage | University Center | Mechanical Automatic Transfer Switch | 16000 | 449901287.5 | 16000 | 449901287.5 | Anchorage | 20-J
| University of Alaska Anchorage | University Center | Mechanical Building Boilers | 750000 | 450651287.5 | 750000 | 450651287.5 | Anchorage | 20-J
| University of Alaska Anchorage | University Center | Mechanical Chiller - Liebert Unit | 24000 | 450675287.5 | 24000 | 450675287.5 | Anchorage | 20-J
| University of Alaska Anchorage | University Center | Mechanical Controls | 2000 | 450677287.5 | 2000 | 450677287.5 | Anchorage | 20-J
| University of Alaska Anchorage | University Center | Mechanical Electric Generator - Diesel | 200000 | 450877287.5 | 200000 | 450877287.5 | Anchorage | 20-J
| University of Alaska Anchorage | University Center | Mechanical Fan Coil Units | 14000 | 450891287.5 | 14000 | 450891287.5 | Anchorage | 20-J
| University of Alaska Anchorage | University Center | Mechanical Main Building Panels/Switchgear | 39000 | 450930287.5 | 39000 | 450930287.5 | Anchorage | 20-J
| University of Alaska Anchorage | University Center | Mechanical Return Fans - 5 to 10 HP | 559000 | 451489287.5 | 559000 | 451489287.5 | Anchorage | 20-J
| University of Alaska Anchorage | University Center | Mechanical Skylights | 2813000 | 454302287.5 | 2813000 | 454302287.5 | Anchorage | 20-J
| University of Alaska Anchorage | University Center | Medium bathroom renovation (4 to 5 units, no shower) | 190000 | 454492287.5 | 190000 | 454492287.5 | Anchorage | 20-J
| University of Alaska Anchorage | University Center | Repaint interior walls | 666000 | 455158287.5 | 666000 | 455158287.5 | Anchorage | 20-J
| University of Alaska Anchorage | University Center | Replace building wiring | 45000 | 455203287.5 | 45000 | 455203287.5 | Anchorage | 20-J
| University of Alaska Anchorage | University Center | Replace carpeting | 833000 | 456036287.5 | 833000 | 456036287.5 | Anchorage | 20-J
| University of Alaska Anchorage | University Center | Replace drop ceiling grid and panels | 833000 | 456869287.5 | 833000 | 456869287.5 | Anchorage | 20-J
| University of Alaska Anchorage | University Center | Replace drop ceiling panels | 400000 | 457269287.5 | 400000 | 457269287.5 | Anchorage | 20-J
| University of Alaska Anchorage | University Center | Replace exterior doors | 88000 | 457357287.5 | 88000 | 457357287.5 | Anchorage | 20-J
| University of Alaska Anchorage | University Center | Replace faucets and sinks throughout building | 19000 | 457376287.5 | 19000 | 457376287.5 | Anchorage | 20-J
| University of Alaska Anchorage | University Center | Replace interior signage | 149000 | 457525287.5 | 149000 | 457525287.5 | Anchorage | 20-J
| University of Alaska Anchorage | University Center | Replace large exterior windows | 190000 | 457715287.5 | 190000 | 457715287.5 | Anchorage | 20-J
| University of Alaska Anchorage | University Center | Replace medium exterior windows | 21000 | 457736287.5 | 21000 | 457736287.5 | Anchorage | 20-J
| University of Alaska Anchorage | University Center | Replace small exterior windows | 111000 | 457847287.5 | 111000 | 457847287.5 | Anchorage | 20-J
| University of Alaska Anchorage | University Center | Small bathroom renovation (1 to 3 units, no shower) | 44000 | 457891287.5 | 44000 | 457891287.5 | Anchorage | 20-J
| University of Alaska Anchorage | West Bridge | Replace Ada Accessible Door | 15000 | 457906287.5 | 15000 | 457906287.5 | Anchorage | 17-I
| University of Alaska Anchorage | West Bridge | Replace Air Handlers in time with Rasmusson | 107000 | 458013287.5 | 107000 | 458013287.5 | Anchorage | 17-I
| University of Alaska Anchorage | West Bridge | Replace Building Distribution Building Wiring | 99000 | 458112287.5 | 99000 | 458112287.5 | Anchorage | 17-I
| University of Alaska Anchorage | West Bridge | Replace Building Distribution Emergency Circuit Wiring | 25000 | 458137287.5 | 25000 | 458137287.5 | Anchorage | 17-I
| University of Alaska Anchorage | West Bridge | Replace Fire Protection/ Egress Exit Signage | 10000 | 458147287.5 | 10000 | 458147287.5 | Anchorage | 17-I
| University of Alaska Anchorage | West Bridge | Replace Fixtures/Lighting Indoor Lighting | 53000 | 458200287.5 | 53000 | 458200287.5 | Anchorage | 17-I
| University of Alaska Anchorage | West Bridge | Replace Fixtures/Lighting Outlets and Switches | 3000 | 458203287.5 | 3000 | 458203287.5 | Anchorage | 17-I
| University of Alaska Anchorage | West Bridge | Replace Floors Carpet | 79000 | 458282287.5 | 79000 | 458282287.5 | Anchorage | 17-I
| University of Alaska Anchorage | West Bridge | Replace Glycol Piping | 400000 | 458682287.5 | 400000 | 458682287.5 | Anchorage | 17-I
| University of Alaska Anchorage | West Bridge | Replace Interior Doors & Doorways | 30000 | 458712287.5 | 30000 | 458712287.5 | Anchorage | 17-I
| University of Alaska Anchorage | West Bridge | Replace West Bridge (Spine 1) Annual Roof Pm (Bur Ballasted) | 120000 | 458832287.5 | 120000 | 458832287.5 | Anchorage | 17-I
| University of Alaska Anchorage | West Bridge | Upgrade to full electronic DDC - Hybrid system currently in place | 5000 | 458837287.5 | 5000 | 458837287.5 | Anchorage | 17-I
| University of Alaska Anchorage | West Hall | 1 ea. UPS | 3500 | 458840787.5 | 3500 | 458840787.5 | Anchorage | 17-I
| University of Alaska Anchorage | West Hall | Recaulking Building Exteriors | 60000 | 458900787.5 | 60000 | 458900787.5 | Anchorage | 17-I
| University of Alaska Anchorage | West Hall | Replace Air Handling Dampers | 30000 | 458930787.5 | 30000 | 458930787.5 | Anchorage | 17-I
| University of Alaska Anchorage | West Hall | Replace Bathroom Renovations Small Bath | 2414000 | 461344787.5 | 2414000 | 461344787.5 | Anchorage | 17-I
| University of Alaska Anchorage | West Hall | Replace Boiler 1R Alaska #2K0915 | 500000 | 461844787.5 | 500000 | 461844787.5 | Anchorage | 17-I
| University of Alaska Anchorage | West Hall | Replace Boiler 2R Alaska #2K0914 | 500000 | 462344787.5 | 500000 | 462344787.5 | Anchorage | 17-I
| University of Alaska Anchorage | West Hall | Replace Boiler Room Makeup Air Fan | 78000 | 462422787.5 | 78000 | 462422787.5 | Anchorage | 17-I
| University of Alaska Anchorage | West Hall | Replace Cab Elevator Passenger 3000 Lbs | 150000 | 462572787.5 | 150000 | 462572787.5 | Anchorage | 17-I
| University of Alaska Anchorage | West Hall | Replace Ceilings Drop Ceiling Replacement | 161000 | 462733787.5 | 161000 | 462733787.5 | Anchorage | 17-I
| University of Alaska Anchorage | West Hall | Replace Ceilings Fixed Ceiling Replacement | 967000 | 463700787.5 | 967000 | 463700787.5 | Anchorage | 17-I
| University of Alaska Anchorage | West Hall | Replace Comm Room Ac Unit | 39000 | 463739787.5 | 39000 | 463739787.5 | Anchorage | 17-I
| University of Alaska Anchorage | West Hall | Replace Controls Elevator Passenger 3000 Lbs | 175000 | 463914787.5 | 175000 | 463914787.5 | Anchorage | 17-I
| University of Alaska Anchorage | West Hall | Replace Domestic Hot Water Circ Pump 7 | 8000 | 463922787.5 | 8000 | 463922787.5 | Anchorage | 17-I
| University of Alaska Anchorage | West Hall | Replace Elevator Passenger 3000 Lbs | 500000 | 464422787.5 | 500000 | 464422787.5 | Anchorage | 17-I
| University of Alaska Anchorage | West Hall | Replace Evo High Efficiency On Demand Water Heater Cascade Lead | 12000 | 464434787.5 | 12000 | 464434787.5 | Anchorage | 17-I
| University of Alaska Anchorage | West Hall | Replace Evo High Efficiency On Demand Water Heater Lag 1 | 12000 | 464446787.5 | 12000 | 464446787.5 | Anchorage | 17-I
| University of Alaska Anchorage | West Hall | Replace Evo High Efficiency On Demand Water Heater Lag 2 | 12000 | 464458787.5 | 12000 | 464458787.5 | Anchorage | 17-I
| University of Alaska Anchorage | West Hall | Replace Expansion Tank Et-1R Alaska #121252 | 23000 | 464481787.5 | 23000 | 464481787.5 | Anchorage | 17-I
| University of Alaska Anchorage | West Hall | Replace Expansion Tank Et-2 | 23000 | 464504787.5 | 23000 | 464504787.5 | Anchorage | 17-I
| University of Alaska Anchorage | West Hall | Replace Expansion Tank Et-3R | 23000 | 464527787.5 | 23000 | 464527787.5 | Anchorage | 17-I
| University of Alaska Anchorage | West Hall | Replace Fixtures & Fittings Faucets & Sinks | 7000 | 464534787.5 | 7000 | 464534787.5 | Anchorage | 17-I
| University of Alaska Anchorage | West Hall | Replace Fixtures/Lighting Indoor Lighting | 645000 | 465179787.5 | 645000 | 465179787.5 | Anchorage | 17-I
| University of Alaska Anchorage | West Hall | Replace Fixtures/Lighting Outlets and Switches | 411000 | 465590787.5 | 411000 | 465590787.5 | Anchorage | 17-I
| University of Alaska Anchorage | West Hall | Replace Floors Carpet | 677000 | 466267787.5 | 677000 | 466267787.5 | Anchorage | 17-I
| University of Alaska Anchorage | West Hall | Replace Floors Tile | 77000 | 466344787.5 | 77000 | 466344787.5 | Anchorage | 17-I
| University of Alaska Anchorage | West Hall | Replace Floors VCT | 100000 | 466444787.5 | 100000 | 466444787.5 | Anchorage | 17-I
| University of Alaska Anchorage | West Hall | Replace Glycol Circ Pump 3R | 8000 | 466452787.5 | 8000 | 466452787.5 | Anchorage | 17-I
| University of Alaska Anchorage | West Hall | Replace Glycol Circ Pump 4R | 8000 | 466460787.5 | 8000 | 466460787.5 | Anchorage | 17-I
| University of Alaska Anchorage | West Hall | Replace Glycol Fill Tank | 2000 | 466462787.5 | 2000 | 466462787.5 | Anchorage | 17-I
| University of Alaska Anchorage | West Hall | Replace Glycol Heat Exchanger 1-R | 145000 | 466607787.5 | 145000 | 466607787.5 | Anchorage | 17-I
| University of Alaska Anchorage | West Hall | Replace Glycol Pump 1R | 8000 | 466615787.5 | 8000 | 466615787.5 | Anchorage | 17-I
| University of Alaska Anchorage | West Hall | Replace Glycol Pump 2R | 8000 | 466623787.5 | 8000 | 466623787.5 | Anchorage | 17-I
| University of Alaska Anchorage | West Hall | Replace Interior Doors & Doorways | 2180000 | 468803787.5 | 2180000 | 468803787.5 | Anchorage | 17-I
| University of Alaska Anchorage | West Hall | Replace Main Entry West Heater 1A | 6000 | 468809787.5 | 6000 | 468809787.5 | Anchorage | 17-I
| University of Alaska Anchorage | West Hall | Replace Openings Exterior Doors | 125000 | 468934787.5 | 125000 | 468934787.5 | Anchorage | 17-I
| University of Alaska Anchorage | West Hall | Replace Openings Windows - Large | 188000 | 469122787.5 | 188000 | 469122787.5 | Anchorage | 17-I
| University of Alaska Anchorage | West Hall | Replace Openings Windows - Small | 373000 | 469495787.5 | 373000 | 469495787.5 | Anchorage | 17-I
| University of Alaska Anchorage | West Hall | Replace Piping | 1209000 | 470704787.5 | 1209000 | 470704787.5 | Anchorage | 17-I
| University of Alaska Anchorage | West Hall | Replace Rear Entry Heater 1B | 6000 | 470710787.5 | 6000 | 470710787.5 | Anchorage | 17-I
| University of Alaska Anchorage | West Hall | Replace RTU | 2000000 | 472710787.5 | 2000000 | 472710787.5 | Anchorage | 17-I
| University of Alaska Anchorage | West Hall | Replace Rtu 1D | 125000 | 472835787.5 | 125000 | 472835787.5 | Anchorage | 17-I
| University of Alaska Anchorage | West Hall | Replace Rtu 2D | 2125000 | 474960787.5 | 2125000 | 474960787.5 | Anchorage | 17-I
| University of Alaska Anchorage | West Hall | Replace Rtu Coil Pump 5R | 8000 | 474968787.5 | 8000 | 474968787.5 | Anchorage | 17-I
| University of Alaska Anchorage | West Hall | Replace Rtu Coil Pump 6R | 8000 | 474976787.5 | 8000 | 474976787.5 | Anchorage | 17-I
| University of Alaska Anchorage | West Hall | Replace Supply Piping Building Distribution | 1410000 | 476386787.5 | 1410000 | 476386787.5 | Anchorage | 17-I
| University of Alaska Anchorage | West Hall | Replace Transfer Fan Tf-1 | 125000 | 476511787.5 | 125000 | 476511787.5 | Anchorage | 17-I
| University of Alaska Anchorage | West Hall | Replace Transfer Fan Tf-2 | 125000 | 476636787.5 | 125000 | 476636787.5 | Anchorage | 17-I
| University of Alaska Anchorage | West Hall | Replace Walls Painting | 451000 | 477087787.5 | 451000 | 477087787.5 | Anchorage | 17-I
| University of Alaska Anchorage | West Hall | Replace Waste Piping Drainage Piping & Drains | 1007000 | 478094787.5 | 1007000 | 478094787.5 | Anchorage | 17-I
| University of Alaska Anchorage | West Hall | Replace West Hall Annual Roof Pm (Tpo) | 316000 | 478410787.5 | 316000 | 478410787.5 | Anchorage | 17-I
| University of Alaska Anchorage | West Hall | Upgrade to electronic DDC | 300000 | 478710787.5 | 300000 | 478710787.5 | Anchorage | 17-I
| University of Alaska Anchorage | Williamson, Wendy Auditorium | 1 ea. 9348 Switch, 1 ea. UPS | 11500 | 478722287.5 | 11500 | 478722287.5 | Anchorage | 17-I
| University of Alaska Anchorage | Williamson, Wendy Auditorium | Install ADA Accessible Doors | 4000 | 478726287.5 | 4000 | 478726287.5 | Anchorage | 17-I
| University of Alaska Anchorage | Williamson, Wendy Auditorium | Install Wet Fire Sprinkler System 1 | 616000 | 479342287.5 | 616000 | 479342287.5 | Anchorage | 17-I
| University of Alaska Anchorage | Williamson, Wendy Auditorium | Install Wet Fire Sprinkler System 2 | 616000 | 479958287.5 | 616000 | 479958287.5 | Anchorage | 17-I
| University of Alaska Anchorage | Williamson, Wendy Auditorium | Recable Building | 80000 | 480038287.5 | 80000 | 480038287.5 | Anchorage | 17-I
| University of Alaska Anchorage | Williamson, Wendy Auditorium | Replace Bathroom Renovations Large Bath - 6+ units no Shower | 438000 | 480476287.5 | 438000 | 480476287.5 | Anchorage | 17-I
| University of Alaska Anchorage | Williamson, Wendy Auditorium | Replace Bathroom Renovations Small Bath - 1 to 3 units no Shower | 44000 | 480520287.5 | 44000 | 480520287.5 | Anchorage | 17-I
| University of Alaska Anchorage | Williamson, Wendy Auditorium | Replace Building Distribution Automatic Transfer Switch | 25000 | 480545287.5 | 25000 | 480545287.5 | Anchorage | 17-I
| University of Alaska Anchorage | Williamson, Wendy Auditorium | Replace Building Distribution Building Piping - 4 Pipe | 1797000 | 482342287.5 | 1797000 | 482342287.5 | Anchorage | 17-I
| University of Alaska Anchorage | Williamson, Wendy Auditorium | Replace Building Distribution Building Wiring | 616000 | 482958287.5 | 616000 | 482958287.5 | Anchorage | 17-I
| University of Alaska Anchorage | Williamson, Wendy Auditorium | Replace Building Distribution Circuit Breaker Panels | 92000 | 483050287.5 | 92000 | 483050287.5 | Anchorage | 17-I
| University of Alaska Anchorage | Williamson, Wendy Auditorium | Replace Building Distribution Emergency Circuit Wiring | 154000 | 483204287.5 | 154000 | 483204287.5 | Anchorage | 17-I
| University of Alaska Anchorage | Williamson, Wendy Auditorium | Replace Building Distribution Main Building Panels/Switchgear | 39000 | 483243287.5 | 39000 | 483243287.5 | Anchorage | 17-I
| University of Alaska Anchorage | Williamson, Wendy Auditorium | Replace Building Distribution Secondary Transformer | 308000 | 483551287.5 | 308000 | 483551287.5 | Anchorage | 17-I
| University of Alaska Anchorage | Williamson, Wendy Auditorium | Replace Deluge Fire Sprinkler System | 616000 | 484167287.5 | 616000 | 484167287.5 | Anchorage | 17-I
| University of Alaska Anchorage | Williamson, Wendy Auditorium | Replace Ext. Painting Panels | 359000 | 484526287.5 | 359000 | 484526287.5 | Anchorage | 17-I
| University of Alaska Anchorage | Williamson, Wendy Auditorium | Replace Fire Protection/ Egress Exit Signage | 64000 | 484590287.5 | 64000 | 484590287.5 | Anchorage | 17-I
| University of Alaska Anchorage | Williamson, Wendy Auditorium | Replace Fixtures & Fittings Faucets & Sinks | 4000 | 484594287.5 | 4000 | 484594287.5 | Anchorage | 17-I
| University of Alaska Anchorage | Williamson, Wendy Auditorium | Replace Fixtures/Lighting Indoor Lighting - Theatre & Restrooms | 246000 | 484840287.5 | 246000 | 484840287.5 | Anchorage | 17-I
| University of Alaska Anchorage | Williamson, Wendy Auditorium | Replace Fixtures/Lighting Outlets and Switches | 92000 | 484932287.5 | 92000 | 484932287.5 | Anchorage | 17-I
| University of Alaska Anchorage | Williamson, Wendy Auditorium | Replace Floors Carpet - Lobby | 444000 | 485376287.5 | 444000 | 485376287.5 | Anchorage | 17-I
| University of Alaska Anchorage | Williamson, Wendy Auditorium | Replace Glycol Piping | 2000000 | 487376287.5 | 2000000 | 487376287.5 | Anchorage | 17-I
| University of Alaska Anchorage | Williamson, Wendy Auditorium | Replace Glycol System Pump 3 | 8000 | 487384287.5 | 8000 | 487384287.5 | Anchorage | 17-I
| University of Alaska Anchorage | Williamson, Wendy Auditorium | Replace Glycol System Pump4 | 8000 | 487392287.5 | 8000 | 487392287.5 | Anchorage | 17-I
| University of Alaska Anchorage | Williamson, Wendy Auditorium | Replace Green Room Carpet | 49000 | 487441287.5 | 49000 | 487441287.5 | Anchorage | 17-I
| University of Alaska Anchorage | Williamson, Wendy Auditorium | Replace Gutters & Leaders Leaders- Exterior | 1000 | 487442287.5 | 1000 | 487442287.5 | Anchorage | 17-I
| University of Alaska Anchorage | Williamson, Wendy Auditorium | Replace High Roof Upper Building Exhaust Fan 1 | 5000 | 487447287.5 | 5000 | 487447287.5 | Anchorage | 17-I
| University of Alaska Anchorage | Williamson, Wendy Auditorium | Replace High Roof Upper Building Exhaust Fan 2 | 5000 | 487452287.5 | 5000 | 487452287.5 | Anchorage | 17-I
| University of Alaska Anchorage | Williamson, Wendy Auditorium | Replace Interior Doors & Doorways | 265000 | 487717287.5 | 265000 | 487717287.5 | Anchorage | 17-I
| University of Alaska Anchorage | Williamson, Wendy Auditorium | Replace Lighting Booth Ef | 10000 | 487727287.5 | 10000 | 487727287.5 | Anchorage | 17-I
| University of Alaska Anchorage | Williamson, Wendy Auditorium | Replace Openings Exterior Doors | 234000 | 487961287.5 | 234000 | 487961287.5 | Anchorage | 17-I
| University of Alaska Anchorage | Williamson, Wendy Auditorium | Replace Openings Windows - Medium | 209000 | 488170287.5 | 209000 | 488170287.5 | Anchorage | 17-I
| University of Alaska Anchorage | Williamson, Wendy Auditorium | Replace Overhead Door Opener Manual | 25000 | 488195287.5 | 25000 | 488195287.5 | Anchorage | 17-I
| University of Alaska Anchorage | Williamson, Wendy Auditorium | Replace Piping | 616000 | 488811287.5 | 616000 | 488811287.5 | Anchorage | 17-I
| University of Alaska Anchorage | Williamson, Wendy Auditorium | Replace Sealant around Concrete | 38000 | 488849287.5 | 38000 | 488849287.5 | Anchorage | 17-I
| University of Alaska Anchorage | Williamson, Wendy Auditorium | Replace Secondary Service Motor Control Center | 125000 | 488974287.5 | 125000 | 488974287.5 | Anchorage | 17-I
| University of Alaska Anchorage | Williamson, Wendy Auditorium | Replace Sf1 Coil Booster Pump 1 | 8000 | 488982287.5 | 8000 | 488982287.5 | Anchorage | 17-I
| University of Alaska Anchorage | Williamson, Wendy Auditorium | Replace Strand Lighting System | 250000 | 489232287.5 | 250000 | 489232287.5 | Anchorage | 17-I
| University of Alaska Anchorage | Williamson, Wendy Auditorium | Replace Structural Exterior Stairs | 11000 | 489243287.5 | 11000 | 489243287.5 | Anchorage | 17-I
| University of Alaska Anchorage | Williamson, Wendy Auditorium | Replace Supply Piping Building Distribution | 719000 | 489962287.5 | 719000 | 489962287.5 | Anchorage | 17-I
| University of Alaska Anchorage | Williamson, Wendy Auditorium | Replace Toilet Exh Fan | 15000 | 489977287.5 | 15000 | 489977287.5 | Anchorage | 17-I
| University of Alaska Anchorage | Williamson, Wendy Auditorium | Replace Transformer Rm Ef | 5000 | 489982287.5 | 5000 | 489982287.5 | Anchorage | 17-I
| University of Alaska Anchorage | Williamson, Wendy Auditorium | Replace Waste Piping Drainage Piping & Drains | 513000 | 490495287.5 | 513000 | 490495287.5 | Anchorage | 17-I
| University of Alaska Anchorage | Williamson, Wendy Auditorium | Replace Wwa Annual Roof Pm (Bur W/Cap Sheet) | 544000 | 491039287.5 | 544000 | 491039287.5 | Anchorage | 17-I
| University of Alaska Anchorage | Williamson, Wendy Auditorium | Should be addressed every 10 years joints between precast panels | 34000 | 491073287.5 | 34000 | 491073287.5 | Anchorage | 17-I

## UAA Community Campuses
University of Alaska
(Formatted to Thousands)
|  |  |  | Project Cost ($00.0) | Running Total ($00.0) | GF Cost ($00.0) | GF Running Total ($00.0)
Dept. | [7 empty] | Location (City) | House District
Priority | Allocation | Project Title | Project Description
| University of Alaska Anchorage | Bayview Hall | Fire alarm system | 110100 | 110100 | 110100 | 110100 | Homer | 31-P
| University of Alaska Anchorage | Vocational Technology Building | Parking Lot | 78830 | 188930 | 78830 | 188930 | Kodiak | 32-P
| University of Alaska Anchorage | Ward, Walter E. Sr. Building | Mechanical Air Handlers | 28200 | 217130 | 28200 | 217130 | Soldotna | 30-O
| University of Alaska Anchorage | Adult Learning Center | 4 ea. 9348 Switches | 32000 | 249130 | 32000 | 249130 | Kodiak | 32-P
| University of Alaska Anchorage | Adult Learning Center | Mechanical Skylights | 20000 | 269130 | 20000 | 269130 | Kodiak | 32-P
| University of Alaska Anchorage | Adult Learning Center | Repaint interior walls - 1st Floor | 45500 | 314630 | 45500 | 314630 | Kodiak | 32-P
| University of Alaska Anchorage | Adult Learning Center | Repaint interior walls - 2nd Floor | 45500 | 360130 | 45500 | 360130 | Kodiak | 32-P
| University of Alaska Anchorage | Adult Learning Center | Replace carpeting | 150000 | 510130 | 150000 | 510130 | Kodiak | 32-P
| University of Alaska Anchorage | Adult Learning Center | Replace exit signage | 15000 | 525130 | 15000 | 525130 | Kodiak | 32-P
| University of Alaska Anchorage | Adult Learning Center | Replace exterior doors | 103000 | 628130 | 103000 | 628130 | Kodiak | 32-P
| University of Alaska Anchorage | Adult Learning Center | Replace occupancy sensors for lighting | 6000 | 634130 | 6000 | 634130 | Kodiak | 32-P
| University of Alaska Anchorage | Bayview Hall | Bottle Filler Drinking Fountain | 3000 | 637130 | 3000 | 637130 | Homer | 31-P
| University of Alaska Anchorage | Bayview Hall | Interior Vinyl | 20000 | 657130 | 20000 | 657130 | Homer | 31-P
| University of Alaska Anchorage | Bayview Hall | Interior Wall Painting | 34000 | 691130 | 34000 | 691130 | Homer | 31-P
| University of Alaska Anchorage | Bayview Hall | Other - Ext. Shell | 241000 | 932130 | 241000 | 932130 | Homer | 31-P
| University of Alaska Anchorage | Bayview Hall | Rebuild 6 inch diameter reduced pressure backflow preventer | 3000 | 935130 | 3000 | 935130 | Homer | 31-P
| University of Alaska Anchorage | Bayview Hall | Replace 3'-0 by 7'-0 aluminum storefront doors | 30000 | 965130 | 30000 | 965130 | Homer | 31-P
| University of Alaska Anchorage | Bayview Hall | Replace 3'-0 x 7'-0 steel, painted, door | 20000 | 985130 | 20000 | 985130 | Homer | 31-P
| University of Alaska Anchorage | Bayview Hall | Replace acoustic tile ceiling, fire-rated | 60000 | 1045130 | 60000 | 1045130 | Homer | 31-P
| University of Alaska Anchorage | Bayview Hall | Replace boiler, gas | 78000 | 1123130 | 78000 | 1123130 | Homer | 31-P
| University of Alaska Anchorage | Bayview Hall | Replace carpet | 93000 | 1216130 | 93000 | 1216130 | Homer | 31-P
| University of Alaska Anchorage | Bayview Hall | Replace carpeting | 20000 | 1236130 | 20000 | 1236130 | Homer | 31-P
| University of Alaska Anchorage | Bayview Hall | Replace chemical feed system | 4000 | 1240130 | 4000 | 1240130 | Homer | 31-P
| University of Alaska Anchorage | Bayview Hall | Replace circulator. pump, 1 H.P. | 19000 | 1259130 | 19000 | 1259130 | Homer | 31-P
| University of Alaska Anchorage | Bayview Hall | Replace expansion tank | 8000 | 1267130 | 8000 | 1267130 | Homer | 31-P
| University of Alaska Anchorage | Bayview Hall | Replace exterior siding | 60000 | 1327130 | 60000 | 1327130 | Homer | 31-P
| University of Alaska Anchorage | Bayview Hall | Replace fire alarm control panel | 63000 | 1390130 | 63000 | 1390130 | Homer | 31-P
| University of Alaska Anchorage | Bayview Hall | Replace plate glass storefront - 1st floor | 30000 | 1420130 | 30000 | 1420130 | Homer | 31-P
| University of Alaska Anchorage | Bayview Hall | Replace radiator, baseboard 10' section | 52000 | 1472130 | 52000 | 1472130 | Homer | 31-P
| University of Alaska Anchorage | Bayview Hall | Replace separator | 4000 | 1476130 | 4000 | 1476130 | Homer | 31-P
| University of Alaska Anchorage | Bayview Hall | Replace water heater, electric | 24000 | 1500130 | 24000 | 1500130 | Homer | 31-P
| University of Alaska Anchorage | Bayview Hall | Small Bathroom | 44000 | 1544130 | 44000 | 1544130 | Homer | 31-P
| University of Alaska Anchorage | Bayview Hall | Total EPDM roof replacement | 90000 | 1634130 | 90000 | 1634130 | Homer | 31-P
| University of Alaska Anchorage | Bayview Hall | Update exterioir structural pointing | 80000 | 1714130 | 80000 | 1714130 | Homer | 31-P
| University of Alaska Anchorage | Benson, Benny Building | Repaint interior walls | 92000 | 1806130 | 92000 | 1806130 | Kodiak | 32-P
| University of Alaska Anchorage | Benson, Benny Building | Replace carpeting | 154000 | 1960130 | 154000 | 1960130 | Kodiak | 32-P
| University of Alaska Anchorage | Benson, Benny Building | Replace drop ceiling grid and panels | 192000 | 2152130 | 192000 | 2152130 | Kodiak | 32-P
| University of Alaska Anchorage | Benson, Benny Building | Replace exterior doors | 94000 | 2246130 | 94000 | 2246130 | Kodiak | 32-P
| University of Alaska Anchorage | Benson, Benny Building | Replace occupancy sensors for lighting | 6000 | 2252130 | 6000 | 2252130 | Kodiak | 32-P
| University of Alaska Anchorage | Bridge | Added for each building Intercom/Telephone/Data | 2000 | 2254130 | 2000 | 2254130 | Palmer | 11-F
| University of Alaska Anchorage | Brockel, Clayton Building | 1 ea. 9348 Switch | 8000 | 2262130 | 8000 | 2262130 | Soldotna | 30-O
| University of Alaska Anchorage | Brockel, Clayton Building | Mechanical Air Handlers | 60000 | 2322130 | 60000 | 2322130 | Soldotna | 30-O
| University of Alaska Anchorage | Brockel, Clayton Building | Mechanical Controls | 1000 | 2323130 | 1000 | 2323130 | Soldotna | 30-O
| University of Alaska Anchorage | Brockel, Clayton Building | Medium bathroom renovation (4 to 5 units, no shower) | 313000 | 2636130 | 313000 | 2636130 | Soldotna | 30-O
| University of Alaska Anchorage | Brockel, Clayton Building | Replace drop ceiling grid and panels | 100000 | 2736130 | 100000 | 2736130 | Soldotna | 30-O
| University of Alaska Anchorage | Brockel, Clayton Building | Replace large exterior windows | 78000 | 2814130 | 78000 | 2814130 | Soldotna | 30-O
| University of Alaska Anchorage | Brockel, Clayton Building | Replace medium exterior windows | 12000 | 2826130 | 12000 | 2826130 | Soldotna | 30-O
| University of Alaska Anchorage | Brockel, Clayton Building | Update indoor lighting | 72000 | 2898130 | 72000 | 2898130 | Soldotna | 30-O
| University of Alaska Anchorage | Brockel, Clayton Building | Upgrade security systems | 15000 | 2913130 | 15000 | 2913130 | Soldotna | 30-O
| University of Alaska Anchorage | Campus Warehouse | Replace exterior doors | 5000 | 2918130 | 5000 | 2918130 | Soldotna | 30-O
| University of Alaska Anchorage | Copper Basin Hall | Exterior ADA - Grading and Cover | 200000 | 3118130 | 200000 | 3118130 | Valdez | 9-E
| University of Alaska Anchorage | Copper Basin Hall | Exterior Exterior Stairs | 8000 | 3126130 | 8000 | 3126130 | Valdez | 9-E
| University of Alaska Anchorage | Copper Basin Hall | Exterior Walkthrough Painting | 32000 | 3158130 | 32000 | 3158130 | Valdez | 9-E
| University of Alaska Anchorage | Copper Basin Hall | Exterior Walkthrough Siding | 8000 | 3166130 | 8000 | 3166130 | Valdez | 9-E
| University of Alaska Anchorage | Copper Basin Hall | Interior Carpet | 62000 | 3228130 | 62000 | 3228130 | Valdez | 9-E
| University of Alaska Anchorage | Copper Basin Hall | Interior Drop Ceiling Replacement | 86000 | 3314130 | 86000 | 3314130 | Valdez | 9-E
| University of Alaska Anchorage | Copper Basin Hall | Interior Fixed Ceiling Replacement | 129000 | 3443130 | 129000 | 3443130 | Valdez | 9-E
| University of Alaska Anchorage | Copper Basin Hall | Interior Painting | 30000 | 3473130 | 30000 | 3473130 | Valdez | 9-E
| University of Alaska Anchorage | Copper Basin Hall | Interior Small Bath - 1 to 3 units with Shower | 160000 | 3633130 | 160000 | 3633130 | Valdez | 9-E
| University of Alaska Anchorage | Copper Basin Hall | Interior Smoke/Heat Detectors (Stand Alone) | 50000 | 3683130 | 50000 | 3683130 | Valdez | 9-E
| University of Alaska Anchorage | Copper Basin Hall | Interior Vinyl | 11000 | 3694130 | 11000 | 3694130 | Valdez | 9-E
| University of Alaska Anchorage | Copper Basin Hall | Mechanical Walkthrough Building Boilers | 103000 | 3797130 | 103000 | 3797130 | Valdez | 9-E
| University of Alaska Anchorage | Copper Basin Hall | Mechanical Walkthrough Controls | 2000 | 3799130 | 2000 | 3799130 | Valdez | 9-E
| University of Alaska Anchorage | Copper Basin Hall | Mechanical Walkthrough Exhaust Fans - 1 to 5 HP | 12000 | 3811130 | 12000 | 3811130 | Valdez | 9-E
| University of Alaska Anchorage | Copper Basin Hall | Mechanical Walkthrough Fire Alarm Panel | 8000 | 3819130 | 8000 | 3819130 | Valdez | 9-E
| University of Alaska Anchorage | Copper Basin Hall | Mechanical Walkthrough Hot Water Heaters | 12000 | 3831130 | 12000 | 3831130 | Valdez | 9-E
| University of Alaska Anchorage | Copper Basin Hall | Mechanical Walkthrough Metal | 250000 | 4081130 | 250000 | 4081130 | Valdez | 9-E
| University of Alaska Anchorage | Copper Basin Hall | remediation and replacement of fuel storage tank | 50000 | 4131130 | 50000 | 4131130 | Valdez | 9-E
| University of Alaska Anchorage | Copper Basin Hall | Replace drop ceiling panels | 41000 | 4172130 | 41000 | 4172130 | Valdez | 9-E
| University of Alaska Anchorage | Copper Basin Hall | Replace Interior Doors & Doorways | 5000 | 4177130 | 5000 | 4177130 | Valdez | 9-E
| University of Alaska Anchorage | Copper Basin Hall | Update Fire Alarm System | 50000 | 4227130 | 50000 | 4227130 | Valdez | 9-E
| University of Alaska Anchorage | Copper Basin Hall | Upgrade windows to sliders | 69000 | 4296130 | 69000 | 4296130 | Valdez | 9-E
| University of Alaska Anchorage | Cordova Hall | Exterior Walkthrough Exterior Stairs | 8000 | 4304130 | 8000 | 4304130 | Valdez | 9-E
| University of Alaska Anchorage | Cordova Hall | Exterior Walkthrough Painting | 32000 | 4336130 | 32000 | 4336130 | Valdez | 9-E
| University of Alaska Anchorage | Cordova Hall | Exterior Walkthrough Siding | 8000 | 4344130 | 8000 | 4344130 | Valdez | 9-E
| University of Alaska Anchorage | Cordova Hall | Exterior Walkthrough Windows - Medium | 69000 | 4413130 | 69000 | 4413130 | Valdez | 9-E
| University of Alaska Anchorage | Cordova Hall | Interior Carpet | 62000 | 4475130 | 62000 | 4475130 | Valdez | 9-E
| University of Alaska Anchorage | Cordova Hall | Interior Drop Ceiling Replacement | 86000 | 4561130 | 86000 | 4561130 | Valdez | 9-E
| University of Alaska Anchorage | Cordova Hall | Interior Fixed Ceiling Replacement | 129000 | 4690130 | 129000 | 4690130 | Valdez | 9-E
| University of Alaska Anchorage | Cordova Hall | Interior Painting | 30000 | 4720130 | 30000 | 4720130 | Valdez | 9-E
| University of Alaska Anchorage | Cordova Hall | Interior Small Bath - 1 to 3 units with Shower | 160000 | 4880130 | 160000 | 4880130 | Valdez | 9-E
| University of Alaska Anchorage | Cordova Hall | Interior Smoke/Heat Detectors (Stand Alone) | 50000 | 4930130 | 50000 | 4930130 | Valdez | 9-E
| University of Alaska Anchorage | Cordova Hall | Interior Vinyl | 11000 | 4941130 | 11000 | 4941130 | Valdez | 9-E
| University of Alaska Anchorage | Cordova Hall | Mechanical Walkthrough Building Boilers | 103000 | 5044130 | 103000 | 5044130 | Valdez | 9-E
| University of Alaska Anchorage | Cordova Hall | Mechanical Walkthrough Controls | 2000 | 5046130 | 2000 | 5046130 | Valdez | 9-E
| University of Alaska Anchorage | Cordova Hall | Mechanical Walkthrough Exhaust Fans - 1 to 5 HP | 12000 | 5058130 | 12000 | 5058130 | Valdez | 9-E
| University of Alaska Anchorage | Cordova Hall | Mechanical Walkthrough Fire Alarm Panel | 8000 | 5066130 | 8000 | 5066130 | Valdez | 9-E
| University of Alaska Anchorage | Cordova Hall | Mechanical Walkthrough Hot Water Heaters | 12000 | 5078130 | 12000 | 5078130 | Valdez | 9-E
| University of Alaska Anchorage | Cordova Hall | Mechanical Walkthrough Metal | 250000 | 5328130 | 250000 | 5328130 | Valdez | 9-E
| University of Alaska Anchorage | Cordova Hall | remediation and replacement of fuel storage tank | 50000 | 5378130 | 50000 | 5378130 | Valdez | 9-E
| University of Alaska Anchorage | Cordova Hall | Replace drop ceiling panels | 41000 | 5419130 | 41000 | 5419130 | Valdez | 9-E
| University of Alaska Anchorage | Cordova Hall | Replace Interior Doors & Doorways | 5000 | 5424130 | 5000 | 5424130 | Valdez | 9-E
| University of Alaska Anchorage | Cordova Hall | Update Fire Alarm System | 50000 | 5474130 | 50000 | 5474130 | Valdez | 9-E
| University of Alaska Anchorage | Goodrich, Clarence Building | 1 ea. 9348 Switch | 8000 | 5482130 | 8000 | 5482130 | Soldotna | 30-O
| University of Alaska Anchorage | Goodrich, Clarence Building | Replace carpeting | 82000 | 5564130 | 82000 | 5564130 | Soldotna | 30-O
| University of Alaska Anchorage | Goodrich, Clarence Building | Small bathroom renovation (1 to 3 units, no shower) including asbestos abatement | 100000 | 5664130 | 100000 | 5664130 | Soldotna | 30-O
| University of Alaska Anchorage | Goodrich, Clarence Building | Update indoor lighting | 91000 | 5755130 | 91000 | 5755130 | Soldotna | 30-O
| University of Alaska Anchorage | Growden-Harrison Building | 6 ea. 9348 Switches | 48000 | 5803130 | 48000 | 5803130 | Valdez | 9-E
| University of Alaska Anchorage | Growden-Harrison Building | Exterior Walkthrough Exterior Doors | 94000 | 5897130 | 94000 | 5897130 | Valdez | 9-E
| University of Alaska Anchorage | Growden-Harrison Building | Exterior Walkthrough Painting | 38000 | 5935130 | 38000 | 5935130 | Valdez | 9-E
| University of Alaska Anchorage | Growden-Harrison Building | heat exchanger | 12000 | 5947130 | 12000 | 5947130 | Valdez | 9-E
| University of Alaska Anchorage | Growden-Harrison Building | Interior Carpet | 218000 | 6165130 | 218000 | 6165130 | Valdez | 9-E
| University of Alaska Anchorage | Growden-Harrison Building | Interior Drop Ceiling Replacement | 217000 | 6382130 | 217000 | 6382130 | Valdez | 9-E
| University of Alaska Anchorage | Growden-Harrison Building | interior locker rooms -- wellness center | 700000 | 7082130 | 700000 | 7082130 | Valdez | 9-E
| University of Alaska Anchorage | Growden-Harrison Building | Interior Painting | 243000 | 7325130 | 243000 | 7325130 | Valdez | 9-E
| University of Alaska Anchorage | Growden-Harrison Building | Interior Smoke/Heat Detectors (Stand Alone) | 20000 | 7345130 | 20000 | 7345130 | Valdez | 9-E
| University of Alaska Anchorage | Growden-Harrison Building | Interior Tile | 208000 | 7553130 | 208000 | 7553130 | Valdez | 9-E
| University of Alaska Anchorage | Growden-Harrison Building | Mechanical Walkthrough Controls | 2000 | 7555130 | 2000 | 7555130 | Valdez | 9-E
| University of Alaska Anchorage | Growden-Harrison Building | old | 250000 | 7805130 | 250000 | 7805130 | Valdez | 9-E
| University of Alaska Anchorage | Growden-Harrison Building | Old- 1965/1973 | 63000 | 7868130 | 63000 | 7868130 | Valdez | 9-E
| University of Alaska Anchorage | Growden-Harrison Building | panel and system upgrade | 20000 | 7888130 | 20000 | 7888130 | Valdez | 9-E
| University of Alaska Anchorage | Growden-Harrison Building | Parking lot and light replacement - curb cut out and replace with sidewalk. New egress space. Rip up old asphalt, take out old concrete bases for light poles, install new power to new light poles, LED Lights, new paving. | 1000000 | 8888130 | 1000000 | 8888130 | Valdez | 9-E
| University of Alaska Anchorage | Growden-Harrison Building | Renew 1973 Bathrooms | 44000 | 8932130 | 44000 | 8932130 | Valdez | 9-E
| University of Alaska Anchorage | Growden-Harrison Building | Replace 1973 Building Disttribution Pipe | 391000 | 9323130 | 391000 | 9323130 | Valdez | 9-E
| University of Alaska Anchorage | Growden-Harrison Building | Replace drop ceiling panels | 70000 | 9393130 | 70000 | 9393130 | Valdez | 9-E
| University of Alaska Anchorage | Growden-Harrison Building | Replace ductwork/return air, would include abatement | 502000 | 9895130 | 502000 | 9895130 | Valdez | 9-E
| University of Alaska Anchorage | Growden-Harrison Building | Replace waste drainage piping & drains | 200000 | 10095130 | 200000 | 10095130 | Valdez | 9-E
| University of Alaska Anchorage | Growden-Harrison Building | re-seal | 23000 | 10118130 | 23000 | 10118130 | Valdez | 9-E
| University of Alaska Anchorage | Homer Vehicle Storage & Maint. Shop | Interior Wall Painting | 3000 | 10121130 | 3000 | 10121130 | Homer | 31-P
| University of Alaska Anchorage | Infrastructure | Annual Furnishings Fund - $100,000 | 1000000 | 11121130 | 1000000 | 11121130 | Palmer | 11-F
| University of Alaska Anchorage | Infrastructure | East Campus Annual Storm Drain Funding | 450000 | 11571130 | 450000 | 11571130 | Palmer | 11-F
| University of Alaska Anchorage | Infrastructure | East-Central Campus Annual Storm Drain Funding | 450000 | 12021130 | 450000 | 12021130 | Palmer | 11-F
| University of Alaska Anchorage | Infrastructure | Grounds Just in Time Funding | 700000 | 12721130 | 700000 | 12721130 | Palmer | 11-F
| University of Alaska Anchorage | Infrastructure | Parking Lot near Ansep and Bookstore. | 1100000 | 13821130 | 1100000 | 13821130 | Palmer | 11-F
| University of Alaska Anchorage | Infrastructure | Replace Exterior Signage Outdoor Signage | 1000000 | 14821130 | 1000000 | 14821130 | Palmer | 11-F
| University of Alaska Anchorage | Infrastructure | Replace Fire Hydrant - Behind Engineering and Computation Building | 3000 | 14824130 | 3000 | 14824130 | Palmer | 11-F
| University of Alaska Anchorage | Infrastructure | Replace Roads & Paths Parking Lots | 200000 | 15024130 | 200000 | 15024130 | Palmer | 11-F
| University of Alaska Anchorage | Infrastructure | Replace Switch House services East Campus Primary (10 Bldgs) Wiring should be in decent condition, switch boxes are questionable. | 2000000 | 17024130 | 2000000 | 17024130 | Palmer | 11-F
| University of Alaska Anchorage | Infrastructure | Replace Switches (burried, no house) service West Campus Primary (10 Bldgs) | 2000000 | 19024130 | 2000000 | 19024130 | Palmer | 11-F
| University of Alaska Anchorage | Infrastructure | Replacement of dead trees | 5000 | 19029130 | 5000 | 19029130 | Palmer | 11-F
| University of Alaska Anchorage | Infrastructure | Student Housing Trail System - Repave | 50000 | 19079130 | 50000 | 19079130 | Palmer | 11-F
| University of Alaska Anchorage | Infrastructure | Survey and condition assessment of Manholes and Access Points. | 50000 | 19129130 | 50000 | 19129130 | Palmer | 11-F
| University of Alaska Anchorage | Infrastructure | West Campus Annual Storm Drain Funding | 450000 | 19579130 | 450000 | 19579130 | Palmer | 11-F
| University of Alaska Anchorage | Infrastructure | West-Central Campus Annual Storm Drain Funding | 450000 | 20029130 | 450000 | 20029130 | Palmer | 11-F
| University of Alaska Anchorage | Kerttula, Jalmar M. Building | 4 ea. 9348 Switches | 32000 | 20061130 | 32000 | 20061130 | Palmer | 11-F
| University of Alaska Anchorage | Kerttula, Jalmar M. Building | Mechanical Building Piping - 2 Pipe or steam, sprinkler piping | 350000 | 20411130 | 350000 | 20411130 | Palmer | 11-F
| University of Alaska Anchorage | Kerttula, Jalmar M. Building | Mechanical Suppression / Extinguisher system (Ansul) | 10000 | 20421130 | 10000 | 20421130 | Palmer | 11-F
| University of Alaska Anchorage | Kerttula, Jalmar M. Building | Re-paint building exterior | 10000 | 20431130 | 10000 | 20431130 | Palmer | 11-F
| University of Alaska Anchorage | Kerttula, Jalmar M. Building | Replace carpeting | 30000 | 20461130 | 30000 | 20461130 | Palmer | 11-F
| University of Alaska Anchorage | Kerttula, Jalmar M. Building | Replace exterior doors | 80000 | 20541130 | 80000 | 20541130 | Palmer | 11-F
| University of Alaska Anchorage | Kerttula, Jalmar M. Building | Replace occupancy sensors for lighting | 12000 | 20553130 | 12000 | 20553130 | Palmer | 11-F
| University of Alaska Anchorage | Kerttula, Jalmar M. Building | Replace small exterior windows | 114000 | 20667130 | 114000 | 20667130 | Palmer | 11-F
| University of Alaska Anchorage | Kerttula, Jalmar M. Building | Small bathroom renovation (1 to 3 units, no shower) | 88000 | 20755130 | 88000 | 20755130 | Palmer | 11-F
| University of Alaska Anchorage | Kerttula, Jalmar M. Building | Update indoor lighting - change to LEDs | 251000 | 21006130 | 251000 | 21006130 | Palmer | 11-F
| University of Alaska Anchorage | Machetanz, Fred & Sara Building | Mechanical Building Boilers | 400000 | 21406130 | 400000 | 21406130 | Palmer | 11-F
| University of Alaska Anchorage | Machetanz, Fred & Sara Building | Replace carpeting | 100000 | 21506130 | 100000 | 21506130 | Palmer | 11-F
| University of Alaska Anchorage | Machetanz, Fred & Sara Building | Replace occupancy sensors for lighting | 13000 | 21519130 | 13000 | 21519130 | Palmer | 11-F
| University of Alaska Anchorage | Machetanz, Fred & Sara Building | Update indoor lighting - LEDs | 273000 | 21792130 | 273000 | 21792130 | Palmer | 11-F
| University of Alaska Anchorage | Massay, Glenn Theater | Re-paint building exterior | 10000 | 21802130 | 10000 | 21802130 | Palmer | 11-F
| University of Alaska Anchorage | McLane, Enid S. Building | 2 ea. 9348 Switches | 16000 | 21818130 | 16000 | 21818130 | Soldotna | 30-O
| University of Alaska Anchorage | McLane, Enid S. Building | Re-paint building exterior | 25000 | 21843130 | 25000 | 21843130 | Soldotna | 30-O
| University of Alaska Anchorage | McLane, Enid S. Building | Replace exterior doors | 27000 | 21870130 | 27000 | 21870130 | Soldotna | 30-O
| University of Alaska Anchorage | McLane, Enid S. Building | Replace large exterior windows | 20000 | 21890130 | 20000 | 21890130 | Soldotna | 30-O
| University of Alaska Anchorage | McLane, Enid S. Building | Replace medium exterior windows | 19000 | 21909130 | 19000 | 21909130 | Soldotna | 30-O
| University of Alaska Anchorage | McLane, Enid S. Building | Replace small exterior windows | 6000 | 21915130 | 6000 | 21915130 | Soldotna | 30-O
| University of Alaska Anchorage | Okeson, Alvin S. Building | Mechanical Fire Alarm Panel | 40000 | 21955130 | 40000 | 21955130 | Palmer | 11-F
| University of Alaska Anchorage | Okeson, Alvin S. Building | Repaint interior walls | 84000 | 22039130 | 84000 | 22039130 | Palmer | 11-F
| University of Alaska Anchorage | Okeson, Alvin S. Building | Replace carpeting | 100000 | 22139130 | 100000 | 22139130 | Palmer | 11-F
| University of Alaska Anchorage | Okeson, Alvin S. Building | Replace drop ceiling grid and panels | 226000 | 22365130 | 226000 | 22365130 | Palmer | 11-F
| University of Alaska Anchorage | Okeson, Alvin S. Building | Replace drop ceiling panels | 81000 | 22446130 | 81000 | 22446130 | Palmer | 11-F
| University of Alaska Anchorage | Okeson, Alvin S. Building | Replace interior signage | 18000 | 22464130 | 18000 | 22464130 | Palmer | 11-F
| University of Alaska Anchorage | Okeson, Alvin S. Building | Replace VAV units | 99000 | 22563130 | 99000 | 22563130 | Palmer | 11-F
| University of Alaska Anchorage | Okeson, Alvin S. Building | Update indoor lighting - LEDs | 154000 | 22717130 | 154000 | 22717130 | Palmer | 11-F
| University of Alaska Anchorage | Ortner Warehouse | Mechanical Building Boilers | 65000 | 22782130 | 65000 | 22782130 | Palmer | 11-F
| University of Alaska Anchorage | Ortner Warehouse | Mechanical Hot Water Heaters | 1500 | 22783630 | 1500 | 22783630 | Palmer | 11-F
| University of Alaska Anchorage | Ortner Warehouse | Mechanical Single-Ply/EPDM | 63000 | 22846630 | 63000 | 22846630 | Palmer | 11-F
| University of Alaska Anchorage | Pioneer Hall | Interior Vinyl | 20000 | 22866630 | 20000 | 22866630 | Homer | 31-P
| University of Alaska Anchorage | Pioneer Hall | Small bathroom renovation (1 to 3 units, no shower) | 250000 | 23116630 | 250000 | 23116630 | Homer | 31-P
| University of Alaska Anchorage | Snodgrass Hall | 2 ea. 9348 Switches | 16000 | 23132630 | 16000 | 23132630 | Palmer | 11-F
| University of Alaska Anchorage | Snodgrass Hall | Mechanical Fire Alarm Panel | 133000 | 23265630 | 133000 | 23265630 | Palmer | 11-F
| University of Alaska Anchorage | Snodgrass Hall | Replace occupancy sensors for lighting | 10000 | 23275630 | 10000 | 23275630 | Palmer | 11-F
| University of Alaska Anchorage | Snodgrass Hall | Update indoor lighting - LEDs | 228000 | 23503630 | 228000 | 23503630 | Palmer | 11-F
| University of Alaska Anchorage | Steffy, Dennis and Ginger Mining and Petroleum Training Service Center of Excellence | Replace carpeting | 89000 | 23592630 | 89000 | 23592630 | Soldotna | 30-O
| University of Alaska Anchorage | Steffy, Dennis and Ginger Mining and Petroleum Training Service Center of Excellence | Replace exterior stairs | 1000 | 23593630 | 1000 | 23593630 | Soldotna | 30-O
| University of Alaska Anchorage | Steffy, Dennis and Ginger Mining and Petroleum Training Service Center of Excellence | Update indoor lighting | 50000 | 23643630 | 50000 | 23643630 | Soldotna | 30-O
| University of Alaska Anchorage | Student Housing Complex | Interior VCT | 25000 | 23668630 | 25000 | 23668630 | Soldotna | 30-O
| University of Alaska Anchorage | Student Housing Complex | Interior Vinyl | 48000 | 23716630 | 48000 | 23716630 | Soldotna | 30-O
| University of Alaska Anchorage | Student Housing Complex | Repaint interior walls | 183000 | 23899630 | 183000 | 23899630 | Soldotna | 30-O
| University of Alaska Anchorage | Student Housing Complex | Replace carpeting | 199000 | 24098630 | 199000 | 24098630 | Soldotna | 30-O
| University of Alaska Anchorage | Student Housing Complex | Replace dishwasher | 30000 | 24128630 | 30000 | 24128630 | Soldotna | 30-O
| University of Alaska Anchorage | Student Housing Complex | Replace dorm room furniture and finishes | 478000 | 24606630 | 478000 | 24606630 | Soldotna | 30-O
| University of Alaska Anchorage | Student Housing Complex | Replace interior signage | 39000 | 24645630 | 39000 | 24645630 | Soldotna | 30-O
| University of Alaska Anchorage | Student Housing Complex | Replace ovens | 30000 | 24675630 | 30000 | 24675630 | Soldotna | 30-O
| University of Alaska Anchorage | Student Housing Complex | Replace refrigerators | 30000 | 24705630 | 30000 | 24705630 | Soldotna | 30-O
| University of Alaska Anchorage | Student Housing Pavilion | Replace water heater, electric | 6000 | 24711630 | 6000 | 24711630 | Soldotna | 30-O
| University of Alaska Anchorage | Student Housing Pavilion Comfort Station | Replace water heater, electric | 6000 | 24717630 | 6000 | 24717630 | Soldotna | 30-O
| University of Alaska Anchorage | Valdez Hall | Exterior Walkthrough Exterior Stairs | 8000 | 24725630 | 8000 | 24725630 | Valdez | 9-E
| University of Alaska Anchorage | Valdez Hall | Exterior Walkthrough Painting | 32000 | 24757630 | 32000 | 24757630 | Valdez | 9-E
| University of Alaska Anchorage | Valdez Hall | Exterior Walkthrough Siding | 8000 | 24765630 | 8000 | 24765630 | Valdez | 9-E
| University of Alaska Anchorage | Valdez Hall | Exterior Walkthrough Windows - Medium | 69000 | 24834630 | 69000 | 24834630 | Valdez | 9-E
| University of Alaska Anchorage | Valdez Hall | Interior Carpet | 62000 | 24896630 | 62000 | 24896630 | Valdez | 9-E
| University of Alaska Anchorage | Valdez Hall | Interior Drop Ceiling Replacement | 86000 | 24982630 | 86000 | 24982630 | Valdez | 9-E
| University of Alaska Anchorage | Valdez Hall | Interior Fixed Ceiling Replacement | 129000 | 25111630 | 129000 | 25111630 | Valdez | 9-E
| University of Alaska Anchorage | Valdez Hall | Interior Painting | 30000 | 25141630 | 30000 | 25141630 | Valdez | 9-E
| University of Alaska Anchorage | Valdez Hall | Interior Small Bath - 1 to 3 units with Shower | 160000 | 25301630 | 160000 | 25301630 | Valdez | 9-E
| University of Alaska Anchorage | Valdez Hall | Interior Smoke/Heat Detectors (Stand Alone) | 50000 | 25351630 | 50000 | 25351630 | Valdez | 9-E
| University of Alaska Anchorage | Valdez Hall | Interior Vinyl | 11000 | 25362630 | 11000 | 25362630 | Valdez | 9-E
| University of Alaska Anchorage | Valdez Hall | Mechanical Walkthrough Building Boilers | 103000 | 25465630 | 103000 | 25465630 | Valdez | 9-E
| University of Alaska Anchorage | Valdez Hall | Mechanical Walkthrough Controls | 2000 | 25467630 | 2000 | 25467630 | Valdez | 9-E
| University of Alaska Anchorage | Valdez Hall | Mechanical Walkthrough Exhaust Fans - 1 to 5 HP | 12000 | 25479630 | 12000 | 25479630 | Valdez | 9-E
| University of Alaska Anchorage | Valdez Hall | Mechanical Walkthrough Fire Alarm Panel | 8000 | 25487630 | 8000 | 25487630 | Valdez | 9-E
| University of Alaska Anchorage | Valdez Hall | Mechanical Walkthrough Hot Water Heaters | 12000 | 25499630 | 12000 | 25499630 | Valdez | 9-E
| University of Alaska Anchorage | Valdez Hall | Mechanical Walkthrough Metal | 250000 | 25749630 | 250000 | 25749630 | Valdez | 9-E
| University of Alaska Anchorage | Valdez Hall | remediation and replacement of fuel storage tank | 50000 | 25799630 | 50000 | 25799630 | Valdez | 9-E
| University of Alaska Anchorage | Valdez Hall | Replace drop ceiling panels | 41000 | 25840630 | 41000 | 25840630 | Valdez | 9-E
| University of Alaska Anchorage | Valdez Hall | Replace Interior Doors & Doorways | 5000 | 25845630 | 5000 | 25845630 | Valdez | 9-E
| University of Alaska Anchorage | Valdez Hall | Update Fire Alarm System | 50000 | 25895630 | 50000 | 25895630 | Valdez | 9-E
| University of Alaska Anchorage | Valdez Warehouse | Exterior Walkthrough Siding | 7000 | 25902630 | 7000 | 25902630 | Valdez | 9-E
| University of Alaska Anchorage | Valdez Warehouse | Interior Small Bath - 1 to 3 units no Shower | 12000 | 25914630 | 12000 | 25914630 | Valdez | 9-E
| University of Alaska Anchorage | Valdez Warehouse | Mechanical Walkthrough Building Boilers | 94000 | 26008630 | 94000 | 26008630 | Valdez | 9-E
| University of Alaska Anchorage | Valdez Warehouse | panel and system replacement | 8000 | 26016630 | 8000 | 26016630 | Valdez | 9-E
| University of Alaska Anchorage | Valdez Warehouse | Replace current panels (not supported) | 2000 | 26018630 | 2000 | 26018630 | Valdez | 9-E
| University of Alaska Anchorage | Valdez Warehouse | Update Fire Alarm System | 7000 | 26025630 | 7000 | 26025630 | Valdez | 9-E
| University of Alaska Anchorage | Valdez Warehouse | Weather and Waterproofing for Snow | 20000 | 26045630 | 20000 | 26045630 | Valdez | 9-E
| University of Alaska Anchorage | Vocational Technology Building | Repaint interior walls | 82000 | 26127630 | 82000 | 26127630 | Kodiak | 32-P
| University of Alaska Anchorage | Vocational Technology Building | Replace exterior doors | 47000 | 26174630 | 47000 | 26174630 | Kodiak | 32-P
| University of Alaska Anchorage | Vocational Technology Building | Replace occupancy sensors for lighting | 5000 | 26179630 | 5000 | 26179630 | Kodiak | 32-P
| University of Alaska Anchorage | Ward, Walter E. Sr. Building | 7 ea. 9348 Switches | 56000 | 26235630 | 56000 | 26235630 | Soldotna | 30-O
| University of Alaska Anchorage | Ward, Walter E. Sr. Building | Mechanical Chiller - DX or Split System | 10000 | 26245630 | 10000 | 26245630 | Soldotna | 30-O
| University of Alaska Anchorage | Ward, Walter E. Sr. Building | Mechanical Compressors | 10000 | 26255630 | 10000 | 26255630 | Soldotna | 30-O
| University of Alaska Anchorage | Ward, Walter E. Sr. Building | Replace VAV units | 65000 | 26320630 | 65000 | 26320630 | Soldotna | 30-O
| University of Alaska Anchorage | Ward, Walter E. Sr. Building | Update indoor lighting | 100000 | 26420630 | 100000 | 26420630 | Soldotna | 30-O
| University of Alaska Anchorage | Whitney, Maxine and Jesse Museum | install dehumudification system. Includes modification of current HVAC | 350000 | 26770630 | 350000 | 26770630 | Valdez | 9-E
| University of Alaska Anchorage | Whitney, Maxine and Jesse Museum | Interior Carpet | 67000 | 26837630 | 67000 | 26837630 | Valdez | 9-E
| University of Alaska Anchorage | Whitney, Maxine and Jesse Museum | Interior Fixed Ceiling Replacement | 84000 | 26921630 | 84000 | 26921630 | Valdez | 9-E
| University of Alaska Anchorage | Whitney, Maxine and Jesse Museum | Interior Painting | 31000 | 26952630 | 31000 | 26952630 | Valdez | 9-E
| University of Alaska Anchorage | Whitney, Maxine and Jesse Museum | Mechanical Walkthrough Controls | 2000 | 26954630 | 2000 | 26954630 | Valdez | 9-E
| University of Alaska Anchorage | Whitney, Maxine and Jesse Museum | Mechanical Walkthrough Fire Alarm Panel | 8000 | 26962630 | 8000 | 26962630 | Valdez | 9-E
| University of Alaska Anchorage | Whitney, Maxine and Jesse Museum | Update Fire Alarm System | 50000 | 27012630 | 50000 | 27012630 | Valdez | 9-E
| University of Alaska Anchorage | Bayview Hall | Replace interior signage | 7033 | 27019663 | 7033 | 27019663 | Homer | 31-P
| University of Alaska Anchorage | Growden-Harrison Building | Replace Air Handlers | 278940 | 27298603 | 278940 | 27298603 | Valdez | 9-E
| University of Alaska Anchorage | Kerttula, Jalmar M. Building | Mechanical Building Piping - 2 Pipe or steam | 255640 | 27554243 | 255640 | 27554243 | Palmer | 11-F
| University of Alaska Anchorage | Kerttula, Jalmar M. Building | Mechanical Fire Pumps | 947 | 27555190 | 947 | 27555190 | Palmer | 11-F
| University of Alaska Anchorage | McLane, Enid S. Building | Full buliding Interior/ HVAC/ Plumbing/ Electrical/Lighting/Communictions renovation | 1558400 | 29113590 | 1558400 | 29113590 | Soldotna | 30-O
| University of Alaska Anchorage | Vocational Technology Building | Replace exit signage | 11910 | 29125500 | 11910 | 29125500 | Kodiak | 32-P

## UAF Main Campus
University of Alaska
(Formatted to Thousands)
|  |  |  | Project Cost ($00.0) | Running Total ($00.0) | GF Cost ($00.0) | GF Running Total ($00.0)
Dept. | [7 empty] | Location (City) | House District
Priority | Allocation | Project Title | Project Description
| University of Alaska Fairbanks | Akasofu, Syun-Ichi Building | PERFORM A TIER 1 SEISMIC EVALUATION. | 250000 | 250000 | 250000 | 250000 | Fairbanks | 5-C
| University of Alaska Fairbanks | Akasofu, Syun-Ichi Building | PROVIDE AN ACCESSIBLE GENDER INCLUSIVE RESTROOM. | 100000 | 350000 | 100000 | 350000 | Fairbanks | 5-C
| University of Alaska Fairbanks | Akasofu, Syun-Ichi Building | REPLACE CARPET IN ALL THE FLOOR AREAS THAT WERE NOT OCCUPIED BY THE JAPANESE PROGRAM | 250000 | 600000 | 250000 | 600000 | Fairbanks | 5-C
| University of Alaska Fairbanks | Akasofu, Syun-Ichi Building | REPLACE EXPOSED RADIANT FINS ON THE CURVED GLASS WALL ON THE 3RD AND 4TH FLOORS | 95000 | 695000 | 95000 | 695000 | Fairbanks | 5-C
| University of Alaska Fairbanks | Akasofu, Syun-Ichi Building | REPLACE WINDOW BLINDS BUILDING WIDE | 175000 | 870000 | 175000 | 870000 | Fairbanks | 5-C
| University of Alaska Fairbanks | Animal Handling Facility | INSTALL DRAIN WARNING MECHANISM FOR SEPTIC FREEZE-UP OR FILL | 5000 | 875000 | 5000 | 875000 | Fairbanks | 4-B
| University of Alaska Fairbanks | Arctic Health Research Center | ACM MITIGATION AND REVITALIZE THE LABS | 2000000 | 2875000 | 2000000 | 2875000 | Fairbanks | 5-C
| University of Alaska Fairbanks | Arctic Health Research Center | ADA PARKING UPGRADE | 310880 | 3185880 | 310880 | 3185880 | Fairbanks | 5-C
| University of Alaska Fairbanks | Arctic Health Research Center | ADA RENOVATIONS | 950000 | 4135880 | 950000 | 4135880 | Fairbanks | 5-C
| University of Alaska Fairbanks | Arctic Health Research Center | ELECTRICAL SYSTEMS UPGRADES | 5250000 | 9385880 | 5250000 | 9385880 | Fairbanks | 5-C
| University of Alaska Fairbanks | Arctic Health Research Center | EXCESS SNOW LOAD MITIGATION - AHRB | 1000000 | 10385880 | 1000000 | 10385880 | Fairbanks | 5-C
| University of Alaska Fairbanks | Arctic Health Research Center | EXTERIOR ARCHITECTURAL RENOVATIONS | 4851120 | 15237000 | 4851120 | 15237000 | Fairbanks | 5-C
| University of Alaska Fairbanks | Arctic Health Research Center | LIGHTING UPGRADE AHRB | 800000 | 16037000 | 800000 | 16037000 | Fairbanks | 5-C
| University of Alaska Fairbanks | Arctic Health Research Center | REMOVE OLD CHILLERS AND CONNECT TO WEST RIDGE CHILLED WATER SYSTEM | 3300000 | 19337000 | 3300000 | 19337000 | Fairbanks | 5-C
| University of Alaska Fairbanks | Arctic Health Research Center | REMOVE THE LIBRARY SHELFING | 1000000 | 20337000 | 1000000 | 20337000 | Fairbanks | 5-C
| University of Alaska Fairbanks | Arctic Health Research Center | RENOVATE HVAC - AHRB | 9000000 | 29337000 | 9000000 | 29337000 | Fairbanks | 5-C
| University of Alaska Fairbanks | Arctic Health Research Center | REPAIR EXTERIOR WALKS, CURBS, RETAINING WALLS - AHRB | 575000 | 29912000 | 575000 | 29912000 | Fairbanks | 5-C
| University of Alaska Fairbanks | Arctic Health Research Center | REPAIR OR DEMOLISH INTERCOM SYSTEM | 60000 | 29972000 | 60000 | 29972000 | Fairbanks | 5-C
| University of Alaska Fairbanks | Arctic Health Research Center | REPLACE DOOR HARDWARE AND PROVIDE ELECTRONIC LOCKS | 600000 | 30572000 | 600000 | 30572000 | Fairbanks | 5-C
| University of Alaska Fairbanks | Arctic Health Research Center | REPLACE FUME HOOD CONTROLS-AHRB | 1225000 | 31797000 | 1225000 | 31797000 | Fairbanks | 5-C
| University of Alaska Fairbanks | Arctic Health Research Center | REPLACE LAB ENVIRONMENTAL CHAMBERS | 600000 | 32397000 | 600000 | 32397000 | Fairbanks | 5-C
| University of Alaska Fairbanks | Arctic Health Research Center | RE-ROOF | 3600000 | 35997000 | 3600000 | 35997000 | Fairbanks | 5-C
| University of Alaska Fairbanks | Arctic Health Research Center | RESTROOMS RENEWAL AND CODE COMPLIANCE | 1050000 | 37047000 | 1050000 | 37047000 | Fairbanks | 5-C
| University of Alaska Fairbanks | Arctic Health Research Center | REVITALIZE VACATED VIROLOGY LABS- CABINETS, FINISHES, LAB SERVICES, ETC. | 16000000 | 53047000 | 16000000 | 53047000 | Fairbanks | 5-C
| University of Alaska Fairbanks | Arctic Health Research Center | SEISMIC UPGRADE TO CEILINGS, LIGHTS, AND NON-STRUCTURAL ITEMS | 878000 | 53925000 | 878000 | 53925000 | Fairbanks | 5-C
| University of Alaska Fairbanks | Arctic Health Research Center | UPGRADE THE BUILDING MECHANICAL SYSTEM | 9800000 | 63725000 | 9800000 | 63725000 | Fairbanks | 5-C
| University of Alaska Fairbanks | Arctic Health Research Center | WEST RIDGE CAFÉ: CODE/SAFETY DEFICIENCIES | 1150000 | 64875000 | 1150000 | 64875000 | Fairbanks | 5-C
| University of Alaska Fairbanks | ASF Main Building | CAMPUS WAYFINDING SIGN | 6500 | 64881500 | 6500 | 64881500 | North Pole | 2-A
| University of Alaska Fairbanks | ASF Main Building | EXTERIOR REPAINTING | 40000 | 64921500 | 40000 | 64921500 | North Pole | 2-A
| University of Alaska Fairbanks | ASF Main Building | FLOORING UPGRADE | 35000 | 64956500 | 35000 | 64956500 | North Pole | 2-A
| University of Alaska Fairbanks | ASF Main Building | SPRINKLER INSTALLMENT | 63000 | 65019500 | 63000 | 65019500 | North Pole | 2-A
| University of Alaska Fairbanks | ASF Main Building | STUDY FOR FOUNDATION UPGRADE | 50000 | 65069500 | 50000 | 65069500 | North Pole | 2-A
| University of Alaska Fairbanks | ASF Main Building | UPGRADE LIEBERT POWER DISTRIBUTION UNIT (PDU) | 140000 | 65209500 | 140000 | 65209500 | North Pole | 2-A
| University of Alaska Fairbanks | ASF Utility Building | FUEL TANK UPGRADE | 40000 | 65249500 | 40000 | 65249500 | North Pole | 2-A
| University of Alaska Fairbanks | ASF Utility Building | MECHANICAL BOILER ROOM REPIPING | 6500 | 65256000 | 6500 | 65256000 | North Pole | 2-A
| University of Alaska Fairbanks | Atkinson, Ben J. Building | ADDITIONAL CONDENSER CAPACITY | 1750000 | 67006000 | 1750000 | 67006000 | Fairbanks | 5-C
| University of Alaska Fairbanks | Atkinson, Ben J. Building | ATKINSON SWITCHGEAR | 3225000 | 70231000 | 3225000 | 70231000 | Fairbanks | 5-C
| University of Alaska Fairbanks | Atkinson, Ben J. Building | BACK-UP COOLING WATER | 350000 | 70581000 | 350000 | 70581000 | Fairbanks | 5-C
| University of Alaska Fairbanks | Atkinson, Ben J. Building | CODE CORRECTIONS-FIRE SPRINKLER, EGRESS, AND OCCUPANCY SEPARATION | 3100000 | 73681000 | 3100000 | 73681000 | Fairbanks | 5-C
| University of Alaska Fairbanks | Atkinson, Ben J. Building | COMS FOR BOILER #3 | 350000 | 74031000 | 350000 | 74031000 | Fairbanks | 5-C
| University of Alaska Fairbanks | Atkinson, Ben J. Building | CONTINUOUS EMISSIONS MONITORING FOR BOILER #4 | 425000 | 74456000 | 425000 | 74456000 | Fairbanks | 5-C
| University of Alaska Fairbanks | Atkinson, Ben J. Building | CONVERT BOILER #3 TO NATURAL GAS | 500000 | 74956000 | 500000 | 74956000 | Fairbanks | 5-C
| University of Alaska Fairbanks | Atkinson, Ben J. Building | ELECTRICAL DISTRIBUTION SYSTEM UPGRADE PHASE 2-3 | 6280000 | 81236000 | 6280000 | 81236000 | Fairbanks | 5-C
| University of Alaska Fairbanks | Atkinson, Ben J. Building | FIRE ALARM SYSTEM REPAIRS | 300000 | 81536000 | 300000 | 81536000 | Fairbanks | 5-C
| University of Alaska Fairbanks | Atkinson, Ben J. Building | INCREASE RO WATER CAPACITY | 350000 | 81886000 | 350000 | 81886000 | Fairbanks | 5-C
| University of Alaska Fairbanks | Atkinson, Ben J. Building | REPAIR FAILING NORTH RETAINING WALL | 300000 | 82186000 | 300000 | 82186000 | Fairbanks | 5-C
| University of Alaska Fairbanks | Atkinson, Ben J. Building | REPAIR VENTILATION IN WATER PLANT | 65000 | 82251000 | 65000 | 82251000 | Fairbanks | 5-C
| University of Alaska Fairbanks | Atkinson, Ben J. Building | REPLACE STEAM AND CONDENSATE LINE TO U-PARK | 5375000 | 87626000 | 5375000 | 87626000 | Fairbanks | 5-C
| University of Alaska Fairbanks | Atkinson, Ben J. Building | REPLACE STEAM AND WATER VALVES | 325000 | 87951000 | 325000 | 87951000 | Fairbanks | 5-C
| University of Alaska Fairbanks | Atkinson, Ben J. Building | REPLACE THIN WALL STEEL CHILLED WATER PIPING ON LOWER CAMPUS | 4700000 | 92651000 | 4700000 | 92651000 | Fairbanks | 5-C
| University of Alaska Fairbanks | Atkinson, Ben J. Building | RESURFACE/ASPHALT | 200000 | 92851000 | 200000 | 92851000 | Fairbanks | 5-C
| University of Alaska Fairbanks | Atkinson, Ben J. Building | UTILIDOR VENTILATION AT PLANT | 425000 | 93276000 | 425000 | 93276000 | Fairbanks | 5-C
| University of Alaska Fairbanks | Aurora Building | ADA RESTROOM UPGRADE | 10000 | 93286000 | 10000 | 93286000 | Fairbanks | 1-A
| University of Alaska Fairbanks | Aurora Building | INSTALL EXIT SIGN S IN THE BUILDING | 10000 | 93296000 | 10000 | 93296000 | Fairbanks | 1-A
| University of Alaska Fairbanks | Aurora Building | REMOVE FREEZER OVERHEAD DOORS | 7000 | 93303000 | 7000 | 93303000 | Fairbanks | 1-A
| University of Alaska Fairbanks | Aurora Building | RENOVATE ENTRANCE DOORS | 200000 | 93503000 | 200000 | 93503000 | Fairbanks | 1-A
| University of Alaska Fairbanks | Aurora Building | REPLACE ELECTRICAL DISTRIBUTION | 295000 | 93798000 | 295000 | 93798000 | Fairbanks | 1-A
| University of Alaska Fairbanks | Aurora Building | REPLACE ROOF | 1470000 | 95268000 | 1470000 | 95268000 | Fairbanks | 1-A
| University of Alaska Fairbanks | Aurora Building | SEISMIC RESTRAIN SHELVING | 5000 | 95273000 | 5000 | 95273000 | Fairbanks | 1-A
| University of Alaska Fairbanks | Aurora Building | THE BUILDING ENVELOPE LEAKS. REMOVE EXISTING BUILDING SIDING, REPAIR VAPOR BARRIER AND INSTALL NEW WINDOWS IN THE OFFICE SECTION | 425000 | 95698000 | 425000 | 95698000 | Fairbanks | 1-A
| University of Alaska Fairbanks | Bartlett, E. L. Hall | DORM INTERIOR STAIRWELL EGRESS WIDTH CODE CORRECTION | 274000 | 95972000 | 274000 | 95972000 | Fairbanks | 5-C
| University of Alaska Fairbanks | Bartlett, E. L. Hall | DORMITORY EMERGENCY EGRESS CODE CORRECTIONS | 585000 | 96557000 | 585000 | 96557000 | Fairbanks | 5-C
| University of Alaska Fairbanks | Bartlett, E. L. Hall | EMERGENCY LIGHTS UPGRADE | 550000 | 97107000 | 550000 | 97107000 | Fairbanks | 5-C
| University of Alaska Fairbanks | Bartlett, E. L. Hall | LAUNDRY UPGRADE | 320000 | 97427000 | 320000 | 97427000 | Fairbanks | 5-C
| University of Alaska Fairbanks | Bartlett, E. L. Hall | REPLACE DOOR KNOB WITH LEVER LOCKSET 240 DOORS @$500 PER DOOR | 120000 | 97547000 | 120000 | 97547000 | Fairbanks | 5-C
| University of Alaska Fairbanks | Bartlett, E. L. Hall | TIER 1 SIESMIC EVALUATION | 450000 | 97997000 | 450000 | 97997000 | Fairbanks | 5-C
| University of Alaska Fairbanks | Bartlett, E. L. Hall | UPPER DORM KITCHEN RENEWAL | 350000 | 98347000 | 350000 | 98347000 | Fairbanks | 5-C
| University of Alaska Fairbanks | Bartlett, E. L. Hall | UPPER DORM SECURITY--ADDITIONAL SAFETY | 150000 | 98497000 | 150000 | 98497000 | Fairbanks | 5-C
| University of Alaska Fairbanks | Bartlett, E. L. Hall | WINDOW UPGRADE (EST 200 @$3K) | 600000 | 99097000 | 600000 | 99097000 | Fairbanks | 5-C
| University of Alaska Fairbanks | Bioscience Research And Diagnostic | VAPOR BARRIER ON THE PENTHOUSE | 50000 | 99147000 | 50000 | 99147000 | Fairbanks | 5-C
| University of Alaska Fairbanks | Bioscience Research And Diagnostic | BOILER ROOM UPGRADES. | 100000 | 99247000 | 100000 | 99247000 | Fairbanks | 5-C
| University of Alaska Fairbanks | Bioscience Research And Diagnostic | FUND STUDY TO CORRECT BLDG PHASE ROTATION THAT IS INSTALLED BACKWARDS | 50000 | 99297000 | 50000 | 99297000 | Fairbanks | 5-C
| University of Alaska Fairbanks | Bioscience Research And Diagnostic | INSTALL EPOXY FLOORS ON FIRST FLOOR | 250000 | 99547000 | 250000 | 99547000 | Fairbanks | 5-C
| University of Alaska Fairbanks | Bioscience Research And Diagnostic | REPAIR EXHAUST FAN 9 THAT HAS LEAKS | 35000 | 99582000 | 35000 | 99582000 | Fairbanks | 5-C
| University of Alaska Fairbanks | Bioscience Research And Diagnostic | REPLACE BUILDING EPS | 150000 | 99732000 | 150000 | 99732000 | Fairbanks | 5-C
| University of Alaska Fairbanks | Bioscience Research And Diagnostic | REPLACE FIBERGLASS DOOR FRAMES WITH METAL DOOR FRAMES | 400000 | 100132000 | 400000 | 100132000 | Fairbanks | 5-C
| University of Alaska Fairbanks | Bioscience Research And Diagnostic | REPLACE THE FUEL TRANSFER PUMP SET GEARS FROM ALUMINUM TO CAST IRON | 100000 | 100232000 | 100000 | 100232000 | Fairbanks | 5-C
| University of Alaska Fairbanks | Bunnell, Charles Building | BUILDING EGRESS RENOVATION AND UPGRADE | 200000 | 100432000 | 200000 | 100432000 | Fairbanks | 5-C
| University of Alaska Fairbanks | Bunnell, Charles Building | DARK ROOMS/HVAC, LIGHTING, AND PLUMBING RENOVATION | 470000 | 100902000 | 470000 | 100902000 | Fairbanks | 5-C
| University of Alaska Fairbanks | Bunnell, Charles Building | EXTERIOR ENVELOPE & WINDOW UPGRADE | 8500000 | 109402000 | 8500000 | 109402000 | Fairbanks | 5-C
| University of Alaska Fairbanks | Bunnell, Charles Building | HEADBOLT HEATER OUTLET REPLACEMENT | 500000 | 109902000 | 500000 | 109902000 | Fairbanks | 5-C
| University of Alaska Fairbanks | Bunnell, Charles Building | INSTALL HEARING ADA LOOPS. | 15000 | 109917000 | 15000 | 109917000 | Fairbanks | 5-C
| University of Alaska Fairbanks | Bunnell, Charles Building | INTERIOR AND EXTERIOR DOOR AND HARDWARE REPLACEMENT | 125000 | 110042000 | 125000 | 110042000 | Fairbanks | 5-C
| University of Alaska Fairbanks | Bunnell, Charles Building | INTERIOR FINISHES UPGRADE | 900000 | 110942000 | 900000 | 110942000 | Fairbanks | 5-C
| University of Alaska Fairbanks | Bunnell, Charles Building | MECHANICAL TERMINAL UNIT DESIGN AND REPLACEMENT | 1750000 | 112692000 | 1750000 | 112692000 | Fairbanks | 5-C
| University of Alaska Fairbanks | Bunnell, Charles Building | MODIFY BUILDING ENTRANCES TO BE ACCESSIBLE. | 65000 | 112757000 | 65000 | 112757000 | Fairbanks | 5-C
| University of Alaska Fairbanks | Bunnell, Charles Building | RENOVATE RESTOOM TO IMPROVE ADA ACCESSIBLITY. | 1500000 | 114257000 | 1500000 | 114257000 | Fairbanks | 5-C
| University of Alaska Fairbanks | Bunnell, Charles Building | RE-ROOF | 1000000 | 115257000 | 1000000 | 115257000 | Fairbanks | 5-C
| University of Alaska Fairbanks | Bunnell, Charles Building | RESTROOM RENOVATION | 1200000 | 116457000 | 1200000 | 116457000 | Fairbanks | 5-C
| University of Alaska Fairbanks | Bunnell, Charles Building | STRUCTURAL FRAME UPGRADE | 29422000 | 145879000 | 29422000 | 145879000 | Fairbanks | 5-C
| University of Alaska Fairbanks | Bus Shelter- South Nenana | REPAIR AND UPGRADE HEATING SYSTEM | 20000 | 145899000 | 20000 | 145899000 | Fairbanks | 5-C
| University of Alaska Fairbanks | Bus Shelter- Taku | REPAIR AND UPGRADE HEATING SYSTEM | 40000 | 145939000 | 40000 | 145939000 | Fairbanks | 5-C
| University of Alaska Fairbanks | Bus Shelter- Wood Center | RENEW FINISHES AND PROVIDE CLEANABLE SURFACES | 250000 | 146189000 | 250000 | 146189000 | Fairbanks | 5-C
| University of Alaska Fairbanks | Bus Shelter- Wood Center | REPAIR AND UPGRADE HEATING SYSTEM | 20000 | 146209000 | 20000 | 146209000 | Fairbanks | 5-C
| University of Alaska Fairbanks | Chapman, Sydney Building | ADD VENTILATION AND CHILLED WATER CONTROLS | 4500000 | 150709000 | 4500000 | 150709000 | Fairbanks | 5-C
| University of Alaska Fairbanks | Chapman, Sydney Building | CHAPMAN BACKFILL | 500000 | 151209000 | 500000 | 151209000 | Fairbanks | 5-C
| University of Alaska Fairbanks | Chapman, Sydney Building | CHAPMAN ELEVATOR #28) UPGRADE | 30000 | 151239000 | 30000 | 151239000 | Fairbanks | 5-C
| University of Alaska Fairbanks | Chapman, Sydney Building | HEATING UPGRADE | 3000000 | 154239000 | 3000000 | 154239000 | Fairbanks | 5-C
| University of Alaska Fairbanks | Chapman, Sydney Building | PROVIDE AN ACCESSIBLE RESTROOM ON EACH FLOOR. | 225000 | 154464000 | 225000 | 154464000 | Fairbanks | 5-C
| University of Alaska Fairbanks | Chapman, Sydney Building | REFURBISH THE INTERIOR. | 1500000 | 155964000 | 1500000 | 155964000 | Fairbanks | 5-C
| University of Alaska Fairbanks | Chapman, Sydney Building | REMOVE OPERABLE WINDOW AND REPLACE W/ FIXED WINDOWS | 550000 | 156514000 | 550000 | 156514000 | Fairbanks | 5-C
| University of Alaska Fairbanks | Chapman, Sydney Building | REPAINT THE ADA ACCESSIBLE PARKING SPACES. | 5000 | 156519000 | 5000 | 156519000 | Fairbanks | 5-C
| University of Alaska Fairbanks | Chapman, Sydney Building | REPLACE STOREFRONT AND INSTALL RAMP ONTO ENTRY STAIRWAY. | 200000 | 156719000 | 200000 | 156719000 | Fairbanks | 5-C
| University of Alaska Fairbanks | Constitution Hall | ABATE AND REPLACE ACM FLOORING THOUGHOUT BUILDING | 290000 | 157009000 | 290000 | 157009000 | Fairbanks | 5-C
| University of Alaska Fairbanks | Constitution Hall | ABATE AND REPLACE ACM WALLS | 422500 | 157431500 | 422500 | 157431500 | Fairbanks | 5-C
| University of Alaska Fairbanks | Constitution Hall | CONSTITUTION HALL NE DOCK ELEVATOR UPGRADE (#25) | 200000 | 157631500 | 200000 | 157631500 | Fairbanks | 5-C
| University of Alaska Fairbanks | Constitution Hall | FIRE SPRINKLERS | 650000 | 158281500 | 650000 | 158281500 | Fairbanks | 5-C
| University of Alaska Fairbanks | Constitution Hall | RENEW ELECTRICAL DISTRIBUTION | 750000 | 159031500 | 750000 | 159031500 | Fairbanks | 5-C
| University of Alaska Fairbanks | Constitution Hall | RENOVATE EXTERIOR LIGHTING AND OUTLETS | 75000 | 159106500 | 75000 | 159106500 | Fairbanks | 5-C
| University of Alaska Fairbanks | Constitution Hall | REPAIR OLD PLUMBING: MECH. ROOM, DRINKING FOUNTAINS AND BUILDING MAINS | 350000 | 159456500 | 350000 | 159456500 | Fairbanks | 5-C
| University of Alaska Fairbanks | Constitution Hall | REPLACE ABANDONDED HVAC SYSTEM TO MEET CODE REQUIRED VENTILATION | 950000 | 160406500 | 950000 | 160406500 | Fairbanks | 5-C
| University of Alaska Fairbanks | Constitution Hall | REPLACE EXTERIOR WINDOWS | 645000 | 161051500 | 645000 | 161051500 | Fairbanks | 5-C
| University of Alaska Fairbanks | Constitution Hall | REPLACE HEATING SYSTEM FOR CODE COMPLIANCE AND ENERGY EFFICIENCY | 300000 | 161351500 | 300000 | 161351500 | Fairbanks | 5-C
| University of Alaska Fairbanks | Constitution Hall | REPLACE OLD LIGHTING FIXTURES THROUGHOUT BUILDING | 95000 | 161446500 | 95000 | 161446500 | Fairbanks | 5-C
| University of Alaska Fairbanks | Constitution Hall | REPLACE STAIR HANDRAILS | 35000 | 161481500 | 35000 | 161481500 | Fairbanks | 5-C
| University of Alaska Fairbanks | Constitution Hall | RE-SLOPE CONCRETE PLAZA BETWEEN CONSTITUTION HALL AND WOOD CENTER FOR DRAINAGE | 50000 | 161531500 | 50000 | 161531500 | Fairbanks | 5-C
| University of Alaska Fairbanks | Constitution Hall | REVITALIZE INTERIOR FINISHES THOROUGHOUT BUILDING | 1100000 | 162631500 | 1100000 | 162631500 | Fairbanks | 5-C
| University of Alaska Fairbanks | Constitution Hall | UPDATE REAR STAIRWELL AND EXIT DOOR | 300000 | 162931500 | 300000 | 162931500 | Fairbanks | 5-C
| University of Alaska Fairbanks | Constitution Hall | UPGRADE EMERGENCY LIGHTING & EXIT SIGNS | 40000 | 162971500 | 40000 | 162971500 | Fairbanks | 5-C
| University of Alaska Fairbanks | Copper Lane House 1818 | ADD ADA PARKING | 15000 | 162986500 | 15000 | 162986500 | Fairbanks | 5-C
| University of Alaska Fairbanks | Copper Lane House 1818 | CREATE AN OPEN OFFICE. | 25000 | 163011500 | 25000 | 163011500 | Fairbanks | 5-C
| University of Alaska Fairbanks | Copper Lane House 1818 | ENVELOPE UPGRADE | 112000 | 163123500 | 112000 | 163123500 | Fairbanks | 5-C
| University of Alaska Fairbanks | Copper Lane House 1818 | EXTERIOR PAINTING | 12500 | 163136000 | 12500 | 163136000 | Fairbanks | 5-C
| University of Alaska Fairbanks | Copper Lane House 1818 | PROVIDE A RAMP | 20000 | 163156000 | 20000 | 163156000 | Fairbanks | 5-C
| University of Alaska Fairbanks | Copper Lane House 1818 | PROVIDE A WHEELCHAIR LIFT | 20000 | 163176000 | 20000 | 163176000 | Fairbanks | 5-C
| University of Alaska Fairbanks | Copper Lane House 1818 | RENOVATE RESTROOMS. | 80000 | 163256000 | 80000 | 163256000 | Fairbanks | 5-C
| University of Alaska Fairbanks | Copper Lane House 1818 | RENOVATED KITCHEN TO BE ADA ACCESS | 25000 | 163281000 | 25000 | 163281000 | Fairbanks | 5-C
| University of Alaska Fairbanks | Cutler, Howard Apartments, Complex 1 | MODIFY THE LAUNDRY ROOM TO IMPROVE ACCESSIBLITY | 62500 | 163343500 | 62500 | 163343500 | Fairbanks | 5-C
| University of Alaska Fairbanks | Cutler, Howard Apartments, Complex 1 | REPAIR FAILING LOAD-BEARING WALLS/BEAMS | 284000 | 163627500 | 284000 | 163627500 | Fairbanks | 5-C
| University of Alaska Fairbanks | Cutler, Howard Apartments, Complex 1 | REPLACE DETERIORATING EXTERIOR LIGHTING | 28000 | 163655500 | 28000 | 163655500 | Fairbanks | 5-C
| University of Alaska Fairbanks | Cutler, Howard Apartments, Complex 1 | Replace Windows | 300000 | 163955500 | 300000 | 163955500 | Fairbanks | 5-C
| University of Alaska Fairbanks | Cutler, Howard Apartments, Complex 1 | REROOF | 1450000 | 165405500 | 1450000 | 165405500 | Fairbanks | 5-C
| University of Alaska Fairbanks | Cutler, Howard Apartments, Complex 1 | UPGRADE INTERIOR LIGHTING | 32000 | 165437500 | 32000 | 165437500 | Fairbanks | 5-C
| University of Alaska Fairbanks | Cutler, Howard Apartments, Complex 2 | REPAIR FAILING LOAD-BEARING WALLS/BEAMS | 284000 | 165721500 | 284000 | 165721500 | Fairbanks | 5-C
| University of Alaska Fairbanks | Cutler, Howard Apartments, Complex 2 | REPLACE DETERIORATING EXTERIOR LIGHTING | 28000 | 165749500 | 28000 | 165749500 | Fairbanks | 5-C
| University of Alaska Fairbanks | Cutler, Howard Apartments, Complex 2 | Replace Windows | 553000 | 166302500 | 553000 | 166302500 | Fairbanks | 5-C
| University of Alaska Fairbanks | Cutler, Howard Apartments, Complex 2 | REROOF | 1700000 | 168002500 | 1700000 | 168002500 | Fairbanks | 5-C
| University of Alaska Fairbanks | Cutler, Howard Apartments, Complex 2 | UPGRADE INTERIOR LIGHTING | 32000 | 168034500 | 32000 | 168034500 | Fairbanks | 5-C
| University of Alaska Fairbanks | Cutler, Howard Apartments, Complex 3 | REPAIR FAILING LOAD-BEARING WALLS/BEAMS | 284000 | 168318500 | 284000 | 168318500 | Fairbanks | 5-C
| University of Alaska Fairbanks | Cutler, Howard Apartments, Complex 3 | REPLACE DETERIORATING EXTERIOR LIGHTING | 28000 | 168346500 | 28000 | 168346500 | Fairbanks | 5-C
| University of Alaska Fairbanks | Cutler, Howard Apartments, Complex 3 | Replace Windows | 300000 | 168646500 | 300000 | 168646500 | Fairbanks | 5-C
| University of Alaska Fairbanks | Cutler, Howard Apartments, Complex 3 | UPGRADE INTERIOR LIGHTING | 32000 | 168678500 | 32000 | 168678500 | Fairbanks | 5-C
| University of Alaska Fairbanks | Cutler, Howard Apartments, Complex 4 | ADA NORTH SIDEWALK ACCESS IMPROVEMENTS | 700000 | 169378500 | 700000 | 169378500 | Fairbanks | 5-C
| University of Alaska Fairbanks | Cutler, Howard Apartments, Complex 4 | REPAIR FAILING LOAD-BEARING WALLS/BEAMS | 284000 | 169662500 | 284000 | 169662500 | Fairbanks | 5-C
| University of Alaska Fairbanks | Cutler, Howard Apartments, Complex 4 | REPLACE BLDG. DETERIORATING EXTERIOR LIGHTING | 28000 | 169690500 | 28000 | 169690500 | Fairbanks | 5-C
| University of Alaska Fairbanks | Cutler, Howard Apartments, Complex 4 | REROOF | 750000 | 170440500 | 750000 | 170440500 | Fairbanks | 5-C
| University of Alaska Fairbanks | Cutler, Howard Apartments, Complex 4 | UPGRADE EXTERIOR LIGHTING | 66000 | 170506500 | 66000 | 170506500 | Fairbanks | 5-C
| University of Alaska Fairbanks | Cutler, Howard Apartments, Complex 5 | COMPLETE VINYL SIDING REPLACEMENT | 80000 | 170586500 | 80000 | 170586500 | Fairbanks | 5-C
| University of Alaska Fairbanks | Cutler, Howard Apartments, Complex 5 | REPAIR FAILING LOAD-BEARING WALLS/BEAMS | 284000 | 170870500 | 284000 | 170870500 | Fairbanks | 5-C
| University of Alaska Fairbanks | Cutler, Howard Apartments, Complex 5 | Replace Windows | 300000 | 171170500 | 300000 | 171170500 | Fairbanks | 5-C
| University of Alaska Fairbanks | Cutler, Howard Apartments, Complex 5 | UPGRADE EXTERIOR LIGHTING | 68000 | 171238500 | 68000 | 171238500 | Fairbanks | 5-C
| University of Alaska Fairbanks | Cutler, Howard Apartments, Complex 5 | UPGRADE INTERIOR LIGHTING | 32000 | 171270500 | 32000 | 171270500 | Fairbanks | 5-C
| University of Alaska Fairbanks | Cutler, Howard Apartments, Complex 6 | COMPLETE VINYL SIDING REPLACEMENT | 80000 | 171350500 | 80000 | 171350500 | Fairbanks | 5-C
| University of Alaska Fairbanks | Cutler, Howard Apartments, Complex 6 | REPAIR FAILING LOAD-BEARING WALLS/BEAMS | 284000 | 171634500 | 284000 | 171634500 | Fairbanks | 5-C
| University of Alaska Fairbanks | Cutler, Howard Apartments, Complex 6 | REPLACE BLDG. DETERIORATING EXTERIOR LIGHTING | 28000 | 171662500 | 28000 | 171662500 | Fairbanks | 5-C
| University of Alaska Fairbanks | Cutler, Howard Apartments, Complex 6 | Replace Windows | 300000 | 171962500 | 300000 | 171962500 | Fairbanks | 5-C
| University of Alaska Fairbanks | Cutler, Howard Apartments, Complex 6 | UPGRADE EXTERIOR LIGHTING | 66000 | 172028500 | 66000 | 172028500 | Fairbanks | 5-C
| University of Alaska Fairbanks | Cutler, Howard Apartments, Complex 6 | UPGRADE INTERIOR LIGHTING | 32000 | 172060500 | 32000 | 172060500 | Fairbanks | 5-C
| University of Alaska Fairbanks | Duckering, William Elmhirst Building | DOOR AND HARDWARE REPLACEMENT | 250000 | 172310500 | 250000 | 172310500 | Fairbanks | 5-C
| University of Alaska Fairbanks | Duckering, William Elmhirst Building | FIRE ALARM REPLACEMENT | 200000 | 172510500 | 200000 | 172510500 | Fairbanks | 5-C
| University of Alaska Fairbanks | Duckering, William Elmhirst Building | FUNCTIONAL OBSOLESENCE BACKFILL RENEWAL | 1500000 | 174010500 | 1500000 | 174010500 | Fairbanks | 5-C
| University of Alaska Fairbanks | Duckering, William Elmhirst Building | HVAC CONTROLS UPGRADE | 262500 | 174273000 | 262500 | 174273000 | Fairbanks | 5-C
| University of Alaska Fairbanks | Duckering, William Elmhirst Building | HVAC HYDRONICS UPGRADE | 515000 | 174788000 | 515000 | 174788000 | Fairbanks | 5-C
| University of Alaska Fairbanks | Duckering, William Elmhirst Building | LAB FIXTURES AND COUNTER REPLACEMENT | 284000 | 175072000 | 284000 | 175072000 | Fairbanks | 5-C
| University of Alaska Fairbanks | Duckering, William Elmhirst Building | LIGHTING PROTECTION SYSTEM INSTALLATION | 130000 | 175202000 | 130000 | 175202000 | Fairbanks | 5-C
| University of Alaska Fairbanks | Duckering, William Elmhirst Building | PROVIDE ONE ACCESSIBLE RESTROOM ON THE FOURTH FLOOR. | 165000 | 175367000 | 165000 | 175367000 | Fairbanks | 5-C
| University of Alaska Fairbanks | Duckering, William Elmhirst Building | RENOVATE BUILDING RESTROOMS TO MODERNIZE AND IMPROVE ADA ACCESSIBLITY. | 2000000 | 177367000 | 2000000 | 177367000 | Fairbanks | 5-C
| University of Alaska Fairbanks | Duckering, William Elmhirst Building | RENOVATE RESTROOMS 1985 ADDITION 6@ 175K EACH | 1925000 | 179292000 | 1925000 | 179292000 | Fairbanks | 5-C
| University of Alaska Fairbanks | Duckering, William Elmhirst Building | REPLACE WATER FOUNTAINS. | 125000 | 179417000 | 125000 | 179417000 | Fairbanks | 5-C
| University of Alaska Fairbanks | Duckering, William Elmhirst Building | RE-ROOF | 1000000 | 180417000 | 1000000 | 180417000 | Fairbanks | 5-C
| University of Alaska Fairbanks | Duckering, William Elmhirst Building | RE-SLOPE RAMPS WITH TOPPING MATERIAL AND INSTALL NEW FLOORING. | 35000 | 180452000 | 35000 | 180452000 | Fairbanks | 5-C
| University of Alaska Fairbanks | Duckering, William Elmhirst Building | VENTILATION UPGRADE | 1135000 | 181587000 | 1135000 | 181587000 | Fairbanks | 5-C
| University of Alaska Fairbanks | Duckering, William Elmhirst Building | WALL GLASS REPLACEMENT AND VAPOR RETARDER UPGRADE | 1800000 | 183387000 | 1800000 | 183387000 | Fairbanks | 5-C
| University of Alaska Fairbanks | Eielson, Carl Ben Memorial Building | ABATE ASBESTOS-FINISHES AND PIPE INSULATION | 400000 | 183787000 | 400000 | 183787000 | Fairbanks | 5-C
| University of Alaska Fairbanks | Eielson, Carl Ben Memorial Building | CARPET REPLACEMENT | 100000 | 183887000 | 100000 | 183887000 | Fairbanks | 5-C
| University of Alaska Fairbanks | Eielson, Carl Ben Memorial Building | EMERGENCY LIGHTING INSTALLATION | 225000 | 184112000 | 225000 | 184112000 | Fairbanks | 5-C
| University of Alaska Fairbanks | Eielson, Carl Ben Memorial Building | EXTERIOR LIGHTS | 400000 | 184512000 | 400000 | 184512000 | Fairbanks | 5-C
| University of Alaska Fairbanks | Eielson, Carl Ben Memorial Building | INSTALL HVAC SYSTEMS COMBINE WITH SIGNERS | 4500000 | 189012000 | 4500000 | 189012000 | Fairbanks | 5-C
| University of Alaska Fairbanks | Eielson, Carl Ben Memorial Building | RENOVATE BUILDING ENVELOPE - INSULATION, VB | 2100000 | 191112000 | 2100000 | 191112000 | Fairbanks | 5-C
| University of Alaska Fairbanks | Eielson, Carl Ben Memorial Building | REPAIR AND PLUMBING IN THE NORTH STAIRWELL | 110000 | 191222000 | 110000 | 191222000 | Fairbanks | 5-C
| University of Alaska Fairbanks | Eielson, Carl Ben Memorial Building | REPAIR SPALLING CONCRETE AND DOOR CLEARANCE | 150000 | 191372000 | 150000 | 191372000 | Fairbanks | 5-C
| University of Alaska Fairbanks | Eielson, Carl Ben Memorial Building | REPAIR THE STORMDRAIN ON THE NORTH ENTRY TO PREVENT PONDING AT DOOR | 350000 | 191722000 | 350000 | 191722000 | Fairbanks | 5-C
| University of Alaska Fairbanks | Eielson, Carl Ben Memorial Building | REPLACE WOOD WINDOWS AND SASHES-MAINTAIN HISTORIC FEATURES | 1050000 | 192772000 | 1050000 | 192772000 | Fairbanks | 5-C
| University of Alaska Fairbanks | Eielson, Carl Ben Memorial Building | RE-ROOF | 700000 | 193472000 | 700000 | 193472000 | Fairbanks | 5-C
| University of Alaska Fairbanks | Eielson, Carl Ben Memorial Building | REVITALIZE AND MODERNIZE LEVEL 1 AND 2 FOR FUNCTIONAL OBSOLESENCE | 700000 | 194172000 | 700000 | 194172000 | Fairbanks | 5-C
| University of Alaska Fairbanks | Elvey, C. T. Building | ASBESTOS ABATEMENT - FIRE PROOFING | 3000000 | 197172000 | 3000000 | 197172000 | Fairbanks | 5-C
| University of Alaska Fairbanks | Elvey, C. T. Building | ASBESTOS ABATEMENT-TILE | 600000 | 197772000 | 600000 | 197772000 | Fairbanks | 5-C
| University of Alaska Fairbanks | Elvey, C. T. Building | DOORS AND HARDWARE REPLACEMENT | 2330000 | 200102000 | 2330000 | 200102000 | Fairbanks | 5-C
| University of Alaska Fairbanks | Elvey, C. T. Building | ELVEY COOLING-LONG TERM | 1000000 | 201102000 | 1000000 | 201102000 | Fairbanks | 5-C
| University of Alaska Fairbanks | Elvey, C. T. Building | EXTERIOR BUILDING WALKING DECK AND STAIR REPAIRS | 1050000 | 202152000 | 1050000 | 202152000 | Fairbanks | 5-C
| University of Alaska Fairbanks | Elvey, C. T. Building | EXTERIOR BUILDING RENOVATIONS | 11912000 | 214064000 | 11912000 | 214064000 | Fairbanks | 5-C
| University of Alaska Fairbanks | Elvey, C. T. Building | INSTALL EMERGENCY BACK-UP POWER | 1000000 | 215064000 | 1000000 | 215064000 | Fairbanks | 5-C
| University of Alaska Fairbanks | Elvey, C. T. Building | INSTALL EMERGENCY EGRESS LIGHTING | 1500000 | 216564000 | 1500000 | 216564000 | Fairbanks | 5-C
| University of Alaska Fairbanks | Elvey, C. T. Building | INSTALL HEARING LOOP. | 10000 | 216574000 | 10000 | 216574000 | Fairbanks | 5-C
| University of Alaska Fairbanks | Elvey, C. T. Building | INSTALL HEAT RECOVERY SYSTEM | 1798225 | 218372225 | 1798225 | 218372225 | Fairbanks | 5-C
| University of Alaska Fairbanks | Elvey, C. T. Building | INSTALL VIDEO SURVEILLANCE SYSTEM | 300300 | 218672525 | 300300 | 218672525 | Fairbanks | 5-C
| University of Alaska Fairbanks | Elvey, C. T. Building | LAB CODE CORRECTIONS | 454000 | 219126525 | 454000 | 219126525 | Fairbanks | 5-C
| University of Alaska Fairbanks | Elvey, C. T. Building | MECHANICAL CODE CORRECTIONS | 1619000 | 220745525 | 1619000 | 220745525 | Fairbanks | 5-C
| University of Alaska Fairbanks | Elvey, C. T. Building | RENEW ALL FINISHES | 5800000 | 226545525 | 5800000 | 226545525 | Fairbanks | 5-C
| University of Alaska Fairbanks | Elvey, C. T. Building | RENOVATE BUILDING PLUMBING ELVEY | 3701000 | 230246525 | 3701000 | 230246525 | Fairbanks | 5-C
| University of Alaska Fairbanks | Elvey, C. T. Building | RENOVATE RESTEOMS FOR MODERNIZATION AND ADA COMPLIANCE | 1387086 | 231633611 | 1387086 | 231633611 | Fairbanks | 5-C
| University of Alaska Fairbanks | Elvey, C. T. Building | REPAIR SITE IMPROVEMENTS ELVEY | 500000 | 232133611 | 500000 | 232133611 | Fairbanks | 5-C
| University of Alaska Fairbanks | Elvey, C. T. Building | REPLACE AIR HANDLING SYSTEM | 2636610 | 234770221 | 2636610 | 234770221 | Fairbanks | 5-C
| University of Alaska Fairbanks | Elvey, C. T. Building | REPLACE DATA/TELECOM SYSTEM | 3700840 | 238471061 | 3700840 | 238471061 | Fairbanks | 5-C
| University of Alaska Fairbanks | Elvey, C. T. Building | REPLACE DOMESTIC WATER PIPING | 441450 | 238912511 | 441450 | 238912511 | Fairbanks | 5-C
| University of Alaska Fairbanks | Elvey, C. T. Building | REPLACE ELECTRICAL DISTRIBUTION SYSTEM | 7508215 | 246420726 | 7508215 | 246420726 | Fairbanks | 5-C
| University of Alaska Fairbanks | Elvey, C. T. Building | REPLACE ELECTRICAL SWITCHES AND OUTLETS | 2649890 | 249070616 | 2649890 | 249070616 | Fairbanks | 5-C
| University of Alaska Fairbanks | Elvey, C. T. Building | REPLACE ELEVATORS (2) | 400400 | 249471016 | 400400 | 249471016 | Fairbanks | 5-C
| University of Alaska Fairbanks | Elvey, C. T. Building | REPLACE FURNISHINGS ELVEY | 1300000 | 250771016 | 1300000 | 250771016 | Fairbanks | 5-C
| University of Alaska Fairbanks | Elvey, C. T. Building | REPLACE HYDRONIC HEATING SYSTEM | 3700840 | 254471856 | 3700840 | 254471856 | Fairbanks | 5-C
| University of Alaska Fairbanks | Elvey, C. T. Building | REPLACE LAB CASEWORK | 3268980 | 257740836 | 3268980 | 257740836 | Fairbanks | 5-C
| University of Alaska Fairbanks | Elvey, C. T. Building | REPLACE SPRINKLER SYSTEM | 2220790 | 259961626 | 2220790 | 259961626 | Fairbanks | 5-C
| University of Alaska Fairbanks | Elvey, C. T. Building | REPLACE VENTILATION SYSTEM | 1798225 | 261759851 | 1798225 | 261759851 | Fairbanks | 5-C
| University of Alaska Fairbanks | Elvey, C. T. Building | REPLACE WATER LINES & EQUIPMENT | 3700840 | 265460691 | 3700840 | 265460691 | Fairbanks | 5-C
| University of Alaska Fairbanks | Elvey, C. T. Building | REPLACE/REPAIR NORTH CONCRETE STAIR THAT IS CRUMBLING AND FALLING APART | 150000 | 265610691 | 150000 | 265610691 | Fairbanks | 5-C
| University of Alaska Fairbanks | Elvey, C. T. Building | REVITALIZE OBSOLETE SPACES | 5000000 | 270610691 | 5000000 | 270610691 | Fairbanks | 5-C
| University of Alaska Fairbanks | Elvey, C. T. Building | ROOF DRAINS OFF SANITARY | 350000 | 270960691 | 350000 | 270960691 | Fairbanks | 5-C
| University of Alaska Fairbanks | Elvey, C. T. Building | SEISMIC BRACE CEILINGS AND EQUIPMENT ELVEY | 2000000 | 272960691 | 2000000 | 272960691 | Fairbanks | 5-C
| University of Alaska Fairbanks | Elvey, C. T. Building | STRUCTURAL IMPROVEMENTS FOR BUILDING SEISMIC/SATELLITE DISH SUPPORT | 6500000 | 279460691 | 6500000 | 279460691 | Fairbanks | 5-C
| University of Alaska Fairbanks | Environmental Health and Safety Building | REPLACE CARPET THROUGHOUT THE BUILDING | 100000 | 279560691 | 100000 | 279560691 | Fairbanks | 5-C
| University of Alaska Fairbanks | Environmental Health and Safety Building | RESTROOM COUNT INADEQUATE | 350000 | 279910691 | 350000 | 279910691 | Fairbanks | 5-C
| University of Alaska Fairbanks | Fine Arts Complex (Art Gallery & Rooms) | CONCRETE STEPS AND METAL NOISING REPLACEMENT | 400000 | 280310691 | 400000 | 280310691 | Fairbanks | 5-C
| University of Alaska Fairbanks | Fine Arts Complex (Art Gallery & Rooms) | MOVE ADA PARKING NEXT TO THE SIDEWALK AND MOVE METERED PARKING TO WHERE THE ADA PARKING IS CURRENTLY LOCATED. | 5000 | 280315691 | 5000 | 280315691 | Fairbanks | 5-C
| University of Alaska Fairbanks | Fine Arts Complex (Art Gallery & Rooms) | RENOVATE RESTROOM TO MODERNIZE AND IMPROVE ADA ACCESSIBLITY | 280000 | 280595691 | 280000 | 280595691 | Fairbanks | 5-C
| University of Alaska Fairbanks | Fine Arts Complex (Art Gallery & Rooms) | REPLACE GRILLE WITH ONE THAT HAS LESS THAN 1/2" OPENINGS THAT LAY PERPENDICULAR TO DIRECTION OF TRAVEL. | 10000 | 280605691 | 10000 | 280605691 | Fairbanks | 5-C
| University of Alaska Fairbanks | Fine Arts Complex (Concert Hall & Music Rooms) | ADD HUMIDIFICATION | 25000 | 280630691 | 25000 | 280630691 | Fairbanks | 5-C
| University of Alaska Fairbanks | Fine Arts Complex (Concert Hall & Music Rooms) | HANDRAIL EXTENSION | 185000 | 280815691 | 185000 | 280815691 | Fairbanks | 5-C
| University of Alaska Fairbanks | Fine Arts Complex (Concert Hall & Music Rooms) | INSTALL HEARING LOOP. | 10000 | 280825691 | 10000 | 280825691 | Fairbanks | 5-C
| University of Alaska Fairbanks | Fine Arts Complex (Concert Hall & Music Rooms) | REPLACE HANDRAILS BETWEEN FA/MUSIC AND SALISBURY | 185000 | 281010691 | 185000 | 281010691 | Fairbanks | 5-C
| University of Alaska Fairbanks | Fine Arts Complex (Concert Hall & Music Rooms) | SEAT COVER REFURBISHMENT | 427500 | 281438191 | 427500 | 281438191 | Fairbanks | 5-C
| University of Alaska Fairbanks | Fine Arts Complex (Great Hall, Theatre, & KUAC) | Asbestos Abatement | 1000000 | 282438191 | 1000000 | 282438191 | Fairbanks | 5-C
| University of Alaska Fairbanks | Fine Arts Complex (Great Hall, Theatre, & KUAC) | BASEMENT, SHOP & MEZZANINE ADA ACCESS IMPROVEMENT | 600000 | 283038191 | 600000 | 283038191 | Fairbanks | 5-C
| University of Alaska Fairbanks | Fine Arts Complex (Great Hall, Theatre, & KUAC) | COMMUNICATIONS SYSTEMS UPGRADE | 173000 | 283211191 | 173000 | 283211191 | Fairbanks | 5-C
| University of Alaska Fairbanks | Fine Arts Complex (Great Hall, Theatre, & KUAC) | CONTROL BOOTH ADA ACCESS IMPROVEMENT | 260000 | 283471191 | 260000 | 283471191 | Fairbanks | 5-C
| University of Alaska Fairbanks | Fine Arts Complex (Great Hall, Theatre, & KUAC) | ELECTRICAL DISTRIBUTION, THEATER LIGHTING CONTROLS, AND AUDIENCE LIGHTING UPGRADE | 3000000 | 286471191 | 3000000 | 286471191 | Fairbanks | 5-C
| University of Alaska Fairbanks | Fine Arts Complex (Great Hall, Theatre, & KUAC) | EMERGENCY LIGHTING SYSTEM REPLACEMENT | 161000 | 286632191 | 161000 | 286632191 | Fairbanks | 5-C
| University of Alaska Fairbanks | Fine Arts Complex (Great Hall, Theatre, & KUAC) | EMERGENCY LIGHTING UPGRADE | 22456 | 286654647 | 22456 | 286654647 | Fairbanks | 5-C
| University of Alaska Fairbanks | Fine Arts Complex (Great Hall, Theatre, & KUAC) | FIRE ALARM SYSTEM REPLACEMENT | 300000 | 286954647 | 300000 | 286954647 | Fairbanks | 5-C
| University of Alaska Fairbanks | Fine Arts Complex (Great Hall, Theatre, & KUAC) | GRID ACCESS IMPROVEMENT | 2539 | 286957186 | 2539 | 286957186 | Fairbanks | 5-C
| University of Alaska Fairbanks | Fine Arts Complex (Great Hall, Theatre, & KUAC) | HVAC UPGRADE | 3403000 | 290360186 | 3403000 | 290360186 | Fairbanks | 5-C
| University of Alaska Fairbanks | Fine Arts Complex (Great Hall, Theatre, & KUAC) | INTERIOR FINISHES REFURBISHMENT | 1605000 | 291965186 | 1605000 | 291965186 | Fairbanks | 5-C
| University of Alaska Fairbanks | Fine Arts Complex (Great Hall, Theatre, & KUAC) | MECHANICAL SYSTEM REPLACEMENT AND UPGRADE | 3704247 | 295669433 | 3704247 | 295669433 | Fairbanks | 5-C
| University of Alaska Fairbanks | Fine Arts Complex (Great Hall, Theatre, & KUAC) | ORCHESTRA PIT LIFT REPLACEMENT | 335597 | 296005030 | 335597 | 296005030 | Fairbanks | 5-C
| University of Alaska Fairbanks | Fine Arts Complex (Great Hall, Theatre, & KUAC) | PROVIDE AN ACCESSIBLE PATH THAT MEETS THE BUILDING CODE. FURTHER INVESTIGATION IS REQUIRED. | 200000 | 296205030 | 200000 | 296205030 | Fairbanks | 5-C
| University of Alaska Fairbanks | Fine Arts Complex (Great Hall, Theatre, & KUAC) | PROVIDE AN ELEVATOR (OR LIFT) AT STAIR 100S2. | 250000 | 296455030 | 250000 | 296455030 | Fairbanks | 5-C
| University of Alaska Fairbanks | Fine Arts Complex (Great Hall, Theatre, & KUAC) | RENOVATE 100M1 & 100W1 TO BE ACCESSIBLE. | 250000 | 296705030 | 250000 | 296705030 | Fairbanks | 5-C
| University of Alaska Fairbanks | Fine Arts Complex (Great Hall, Theatre, & KUAC) | RIGGING REPLACEMENT | 850000 | 297555030 | 850000 | 297555030 | Fairbanks | 5-C
| University of Alaska Fairbanks | Fine Arts Complex (Great Hall, Theatre, & KUAC) | SALISBURY SPACE RENOVATION | 15000000 | 312555030 | 15000000 | 312555030 | Fairbanks | 5-C
| University of Alaska Fairbanks | Fine Arts Complex (Great Hall, Theatre, & KUAC) | SEATING REPLACEMENT | 119768 | 312674798 | 119768 | 312674798 | Fairbanks | 5-C
| University of Alaska Fairbanks | Fine Arts Complex (Great Hall, Theatre, & KUAC) | SEISMIC BRACING | 67539 | 312742337 | 67539 | 312742337 | Fairbanks | 5-C
| University of Alaska Fairbanks | Fine Arts Complex (Great Hall, Theatre, & KUAC) | SNOW MELT STUDY | 10000 | 312752337 | 10000 | 312752337 | Fairbanks | 5-C
| University of Alaska Fairbanks | Fine Arts Complex (Great Hall, Theatre, & KUAC) | STAGE SMOKE VENTILATION INSTALLATION | 275000 | 313027337 | 275000 | 313027337 | Fairbanks | 5-C
| University of Alaska Fairbanks | Fine Arts Complex (Great Hall, Theatre, & KUAC) | STORAGE INSTALLATION | 456000 | 313483337 | 456000 | 313483337 | Fairbanks | 5-C
| University of Alaska Fairbanks | Fine Arts Complex (Great Hall, Theatre, & KUAC) | STOREFRONT REPLACEMENT | 300000 | 313783337 | 300000 | 313783337 | Fairbanks | 5-C
| University of Alaska Fairbanks | Fine Arts Complex (Great Hall, Theatre, & KUAC) | THEATER FINISHES REFURBISHMENT | 1496860 | 315280197 | 1496860 | 315280197 | Fairbanks | 5-C
| University of Alaska Fairbanks | Fine Arts Complex (Great Hall, Theatre, & KUAC) | THERMAL ENVELOPE UPGRADE | 927333 | 316207530 | 927333 | 316207530 | Fairbanks | 5-C
| University of Alaska Fairbanks | Forestry Research Building | ADA ELEVATOR INSTALLATION | 482000 | 316689530 | 482000 | 316689530 | Fairbanks | 5-C
| University of Alaska Fairbanks | Forestry Research Building | EXTERIOR BUILDING FINISHES REPLACEMENT | 485000 | 317174530 | 485000 | 317174530 | Fairbanks | 5-C
| University of Alaska Fairbanks | Forestry Research Building | FRONT SIDEWALK BUILDING UPGRADE | 122000 | 317296530 | 122000 | 317296530 | Fairbanks | 5-C
| University of Alaska Fairbanks | Forestry Research Building | HVAC SYSTEM REPLACEMENT | 1273000 | 318569530 | 1273000 | 318569530 | Fairbanks | 5-C
| University of Alaska Fairbanks | Forestry Research Building | INTERIOR BUILDING FINISHES REPLACEMENT | 345000 | 318914530 | 345000 | 318914530 | Fairbanks | 5-C
| University of Alaska Fairbanks | Forestry Research Building | KITCHEN REMODEL | 161000 | 319075530 | 161000 | 319075530 | Fairbanks | 5-C
| University of Alaska Fairbanks | Forestry Research Building | PIPE INSULATION ACM ABATEMENT | 225000 | 319300530 | 225000 | 319300530 | Fairbanks | 5-C
| University of Alaska Fairbanks | Forestry Research Building | SWITCHGEAR REPLACEMENT AND ELECTRICAL DISTRIBUTION UPDATE | 256000 | 319556530 | 256000 | 319556530 | Fairbanks | 5-C
| University of Alaska Fairbanks | Forestry Research Building | WINDOW REPLACEMENT | 250000 | 319806530 | 250000 | 319806530 | Fairbanks | 5-C
| University of Alaska Fairbanks | Garage/Warehouse | MISC DMR NEEDS | 5000 | 319811530 | 5000 | 319811530 | Homer | 31-P
| University of Alaska Fairbanks | Garden Apartments I | REPAIR SIDEWALKS | 8000 | 319819530 | 8000 | 319819530 | Fairbanks | 5-C
| University of Alaska Fairbanks | Garden Apartments I | REPLACE 3' X 6'-8" EXTERIOR DOOR | 10000 | 319829530 | 10000 | 319829530 | Fairbanks | 5-C
| University of Alaska Fairbanks | Garden Apartments I | REPLACE CERAMIC FLOOR TILE | 9000 | 319838530 | 9000 | 319838530 | Fairbanks | 5-C
| University of Alaska Fairbanks | Garden Apartments I | REPLACE FIXTURES, BATHROOMS | 15000 | 319853530 | 15000 | 319853530 | Fairbanks | 5-C
| University of Alaska Fairbanks | Garden Apartments I | REPLACE INTERIOR DOORS | 37000 | 319890530 | 37000 | 319890530 | Fairbanks | 5-C
| University of Alaska Fairbanks | Garden Apartments I | REROOF | 50000 | 319940530 | 50000 | 319940530 | Fairbanks | 5-C
| University of Alaska Fairbanks | Garden Apartments II | ELECTRICAL DISTRIBUTION CODE CORRECTIONS/GROUNDING | 55000 | 319995530 | 55000 | 319995530 | Fairbanks | 5-C
| University of Alaska Fairbanks | Garden Apartments II | REPAIR SIDEWALKS | 15000 | 320010530 | 15000 | 320010530 | Fairbanks | 5-C
| University of Alaska Fairbanks | Garden Apartments II | REPLACE 3' X 6'-8" EXTERIOR DOOR | 24000 | 320034530 | 24000 | 320034530 | Fairbanks | 5-C
| University of Alaska Fairbanks | Garden Apartments II | REPLACE ALL OTHER FLOORING | 43000 | 320077530 | 43000 | 320077530 | Fairbanks | 5-C
| University of Alaska Fairbanks | Garden Apartments II | REPLACE CERAMIC FLOOR TILE | 12000 | 320089530 | 12000 | 320089530 | Fairbanks | 5-C
| University of Alaska Fairbanks | Garden Apartments II | REPLACE FIXTURES, BATHROOMS | 116000 | 320205530 | 116000 | 320205530 | Fairbanks | 5-C
| University of Alaska Fairbanks | Garden Apartments II | REPLACE INTERIOR DOORS | 86000 | 320291530 | 86000 | 320291530 | Fairbanks | 5-C
| University of Alaska Fairbanks | Garden Apartments II | REROOF 1,750SF @$60 | 105000 | 320396530 | 105000 | 320396530 | Fairbanks | 5-C
| University of Alaska Fairbanks | Geophysical Institute Storage | INSTALL BUILDING IDENTIFICATION AND NAME | 500 | 320397030 | 500 | 320397030 | Fairbanks | 5-C
| University of Alaska Fairbanks | Geophysical Institute Storage | INSTALL EXIT SIGNS | 2000 | 320399030 | 2000 | 320399030 | Fairbanks | 5-C
| University of Alaska Fairbanks | Geophysical Institute Storage | INSTALL HANDRAILS. | 5000 | 320404030 | 5000 | 320404030 | Fairbanks | 5-C
| University of Alaska Fairbanks | Geophysical Institute Storage | UPGRADE LIGHTING SYSTEMS | 20000 | 320424030 | 20000 | 320424030 | Fairbanks | 5-C
| University of Alaska Fairbanks | Gruening, Ernest Building | 1-HR FIRE WALL UPGRADE | 3411000 | 323835030 | 3411000 | 323835030 | Fairbanks | 5-C
| University of Alaska Fairbanks | Gruening, Ernest Building | 2-HR RATED SEAL RATED SHAFT WALL INSTALLATION | 1000000 | 324835030 | 1000000 | 324835030 | Fairbanks | 5-C
| University of Alaska Fairbanks | Gruening, Ernest Building | ADA CODE CORRECTIONS | 2697000 | 327532030 | 2697000 | 327532030 | Fairbanks | 5-C
| University of Alaska Fairbanks | Gruening, Ernest Building | ADD WATER FOUNTAIN SKIRTS TO WATER FOUNTAINS AND REPLACE NON-COMPLIANT WATER FOUNTAINS. | 35000 | 327567030 | 35000 | 327567030 | Fairbanks | 5-C
| University of Alaska Fairbanks | Gruening, Ernest Building | BUILDING EGRESS SYSTEM CORRECTION | 2588000 | 330155030 | 2588000 | 330155030 | Fairbanks | 5-C
| University of Alaska Fairbanks | Gruening, Ernest Building | DATA/COMM SYSTEM UPGRADE | 752000 | 330907030 | 752000 | 330907030 | Fairbanks | 5-C
| University of Alaska Fairbanks | Gruening, Ernest Building | ELECTRIC ROOM RENOVATION | 1100000 | 332007030 | 1100000 | 332007030 | Fairbanks | 5-C
| University of Alaska Fairbanks | Gruening, Ernest Building | ELECTRICAL SYSTEMS UPGRADES AND RECEPTACLE INSTALLATION | 3730000 | 335737030 | 3730000 | 335737030 | Fairbanks | 5-C
| University of Alaska Fairbanks | Gruening, Ernest Building | EMERGENCY SYSTEM CABINET REMOVAL AND EPS INVERTER INSTALLMENT | 350000 | 336087030 | 350000 | 336087030 | Fairbanks | 5-C
| University of Alaska Fairbanks | Gruening, Ernest Building | ENCLOSED DISPLAY BOARDS INSTALLATION | 33000 | 336120030 | 33000 | 336120030 | Fairbanks | 5-C
| University of Alaska Fairbanks | Gruening, Ernest Building | FIRE ALARM REPLACEMENT | 200000 | 336320030 | 200000 | 336320030 | Fairbanks | 5-C
| University of Alaska Fairbanks | Gruening, Ernest Building | FIRE SPRINKLER SYSTEM UPGRADE | 251000 | 336571030 | 251000 | 336571030 | Fairbanks | 5-C
| University of Alaska Fairbanks | Gruening, Ernest Building | FLOOR/WALLS/CEILINGS FINISH RENEWAL AND MODERNIZATION FOR FUNCTIONAL OBSOLESENCE | 10000000 | 346571030 | 10000000 | 346571030 | Fairbanks | 5-C
| University of Alaska Fairbanks | Gruening, Ernest Building | GENERAL CLASSROOM CARPET REPLACEMENT | 2000000 | 348571030 | 2000000 | 348571030 | Fairbanks | 5-C
| University of Alaska Fairbanks | Gruening, Ernest Building | HYDRONIC HEATING SYSTEM INSTALLATION | 3327000 | 351898030 | 3327000 | 351898030 | Fairbanks | 5-C
| University of Alaska Fairbanks | Gruening, Ernest Building | INSTALL HEARING LOOP. | 100000 | 351998030 | 100000 | 351998030 | Fairbanks | 5-C
| University of Alaska Fairbanks | Gruening, Ernest Building | INTRUSION DETECTION | 33000 | 352031030 | 33000 | 352031030 | Fairbanks | 5-C
| University of Alaska Fairbanks | Gruening, Ernest Building | PANEL RELOCATION FOR WORKING CLEARANCE | 2000000 | 354031030 | 2000000 | 354031030 | Fairbanks | 5-C
| University of Alaska Fairbanks | Gruening, Ernest Building | RELAY LIGHT CONTROL REPLACEMENT | 1000000 | 355031030 | 1000000 | 355031030 | Fairbanks | 5-C
| University of Alaska Fairbanks | Gruening, Ernest Building | RENOVATE THE RESTROOMS TO MODERNIZE AND IMPROVE ADA ACCESS | 1500000 | 356531030 | 1500000 | 356531030 | Fairbanks | 5-C
| University of Alaska Fairbanks | Gruening, Ernest Building | RENOVATE STAIRWAYS- STAIR WIDTH, HANDRAILS, AND GUARDRAILS ARE NOT CODE COMPLIANT. | 1200000 | 357731030 | 1200000 | 357731030 | Fairbanks | 5-C
| University of Alaska Fairbanks | Gruening, Ernest Building | RESTROOM UPGRADE | 1000000 | 358731030 | 1000000 | 358731030 | Fairbanks | 5-C
| University of Alaska Fairbanks | Gruening, Ernest Building | STAIR TOWER ADDITION | 6500000 | 365231030 | 6500000 | 365231030 | Fairbanks | 5-C
| University of Alaska Fairbanks | Gruening, Ernest Building | VAPOR BARRIER CORRECTION | 5000000 | 370231030 | 5000000 | 370231030 | Fairbanks | 5-C
| University of Alaska Fairbanks | Gruening, Ernest Building | VENDING MACHINE ALCOVE MODIFICATION | 161000 | 370392030 | 161000 | 370392030 | Fairbanks | 5-C
| University of Alaska Fairbanks | Gruening, Ernest Building | VENTILATION SYSTEM UPGRADE | 7000000 | 377392030 | 7000000 | 377392030 | Fairbanks | 5-C
| University of Alaska Fairbanks | Gruening, Ernest Building | WALL SYSTEM RENOVATIONS | 8543000 | 385935030 | 8543000 | 385935030 | Fairbanks | 5-C
| University of Alaska Fairbanks | Gruening, Ernest Building | WATER COOLERS REPLACMENT | 84000 | 386019030 | 84000 | 386019030 | Fairbanks | 5-C
| University of Alaska Fairbanks | Gruening, Ernest Building | WEST EXTERIOR STAIR UPGRADE | 400000 | 386419030 | 400000 | 386419030 | Fairbanks | 5-C
| University of Alaska Fairbanks | Gruening, Ernest Building | WINDOW REPLACEMENT | 2510000 | 388929030 | 2510000 | 388929030 | Fairbanks | 5-C
| University of Alaska Fairbanks | Halibut Cove Cabin | MISC. | 9121.56 | 388938151.56 | 9121.56 | 388938151.56 | Homer | 32-P
| University of Alaska Fairbanks | Harwood Hall | INSTALL CODE COMPLIANT HANDRAIL IN THE STAIRWAYS | 100000 | 389038151.56 | 100000 | 389038151.56 | Fairbanks | 5-C
| University of Alaska Fairbanks | Harwood Hall | PROVIDE ADA RAMP ON THE EAST AND ENTRANCE | 50000 | 389088151.56 | 50000 | 389088151.56 | Fairbanks | 5-C
| University of Alaska Fairbanks | Harwood Hall | PROVIDE AN ELEVATOR OR CHAIR LIFT | 350000 | 389438151.56 | 350000 | 389438151.56 | Fairbanks | 5-C
| University of Alaska Fairbanks | Harwood Hall | RENOVATE ELECTRICAL SYSTEM | 720500 | 390158651.56 | 720500 | 390158651.56 | Fairbanks | 5-C
| University of Alaska Fairbanks | Harwood Hall | REPLACE VINYL FLOOR COVERING/UNIT | 204000 | 390362651.56 | 204000 | 390362651.56 | Fairbanks | 5-C
| University of Alaska Fairbanks | Harwood Hall | Replace Windows | 386000 | 390748651.56 | 386000 | 390748651.56 | Fairbanks | 5-C
| University of Alaska Fairbanks | Harwood Hall | SITE DRAINAGE REPAIRS | 90000 | 390838651.56 | 90000 | 390838651.56 | Fairbanks | 5-C
| University of Alaska Fairbanks | Harwood Hall | UPGRADE BASEBOARD HEATER SYSTEM | 325000 | 391163651.56 | 325000 | 391163651.56 | Fairbanks | 5-C
| University of Alaska Fairbanks | Harwood Hall | UPGRADE THE BUILDING PLUMBING SYSTEM AND BATHROOMS | 700000 | 391863651.56 | 700000 | 391863651.56 | Fairbanks | 5-C
| University of Alaska Fairbanks | Health, Safety & Security | ELECTRICAL SYSTEM CODE CORRECTIONS HSS | 1150000 | 393013651.56 | 1150000 | 393013651.56 | Fairbanks | 5-C
| University of Alaska Fairbanks | Health, Safety & Security | INSTALL GARAGE OIL WATER SEPARATER HSS | 20000 | 393033651.56 | 20000 | 393033651.56 | Fairbanks | 5-C
| University of Alaska Fairbanks | Health, Safety & Security | INSTALL VEHICLE GARAGE VENTILATION HSS | 125000 | 393158651.56 | 125000 | 393158651.56 | Fairbanks | 5-C
| University of Alaska Fairbanks | Health, Safety & Security | RELOCATE DISPATCH CENTER | 1100000 | 394258651.56 | 1100000 | 394258651.56 | Fairbanks | 5-C
| University of Alaska Fairbanks | Health, Safety & Security | REPAIR HVAC & HEATING SYSTEMS HSS | 1392000 | 395650651.56 | 1392000 | 395650651.56 | Fairbanks | 5-C
| University of Alaska Fairbanks | Health, Safety & Security | REPLACE ACM COUNTER TOP HSS | 35000 | 395685651.56 | 35000 | 395685651.56 | Fairbanks | 5-C
| University of Alaska Fairbanks | Health, Safety & Security | RESTROOM UPDGRADE | 257000 | 395942651.56 | 257000 | 395942651.56 | Fairbanks | 5-C
| University of Alaska Fairbanks | Health, Safety & Security | REVITALIZE AND SOUND PROOF PATIENT AND COUNSELING ROOMS FOR PRIVAVY - HSS | 925000 | 396867651.56 | 925000 | 396867651.56 | Fairbanks | 5-C
| University of Alaska Fairbanks | Health, Safety & Security | SOUND PROOFING INTERIROR WALLS FOR PRIVACY - POLICE | 450000 | 397317651.56 | 450000 | 397317651.56 | Fairbanks | 5-C
| University of Alaska Fairbanks | Health, Safety & Security | UPDATE PATIENT ASSESSMENT/TRIAGE/ISOLATION | 450000 | 397767651.56 | 450000 | 397767651.56 | Fairbanks | 5-C
| University of Alaska Fairbanks | Health, Safety & Security | UPGRADE BUIDLING ENVELOPE | 1000000 | 398767651.56 | 1000000 | 398767651.56 | Fairbanks | 5-C
| University of Alaska Fairbanks | Health, Safety & Security | UPGRADE FA SYSTEM HSS | 113000 | 398880651.56 | 113000 | 398880651.56 | Fairbanks | 5-C
| University of Alaska Fairbanks | Health, Safety & Security | UPGRADE PLUMBING HSS AND POLICE | 538000 | 399418651.56 | 538000 | 399418651.56 | Fairbanks | 5-C
| University of Alaska Fairbanks | Health, Safety & Security | UPGRADE THE MECHANICAL ROOM | 33000 | 399451651.56 | 33000 | 399451651.56 | Fairbanks | 5-C
| University of Alaska Fairbanks | Hess Village 751 | ACM ABATEMENT IN DRYWALL | 300000 | 399751651.56 | 300000 | 399751651.56 | Fairbanks | 5-C
| University of Alaska Fairbanks | Hess Village 751 | BACK GRADED SEWER LINE | 100000 | 399851651.56 | 100000 | 399851651.56 | Fairbanks | 5-C
| University of Alaska Fairbanks | Hess Village 751 | REPLACE HIGH PRESSURE SODIUM LIGHTS WITH LED'S | 8500 | 399860151.56 | 8500 | 399860151.56 | Fairbanks | 5-C
| University of Alaska Fairbanks | Hess Village 752 | ACM ABATEMENT IN DRYWALL | 300000 | 400160151.56 | 300000 | 400160151.56 | Fairbanks | 5-C
| University of Alaska Fairbanks | Hess Village 752 | BACK GRADED SEWER LINE | 100000 | 400260151.56 | 100000 | 400260151.56 | Fairbanks | 5-C
| University of Alaska Fairbanks | Hess Village 752 | REPLACE HIGH PRESSURE SODIUM LIGHTS WITH LED'S | 8500 | 400268651.56 | 8500 | 400268651.56 | Fairbanks | 5-C
| University of Alaska Fairbanks | Hess Village 753 | ACM ABATEMENT IN DRYWALL | 1000000 | 401268651.56 | 1000000 | 401268651.56 | Fairbanks | 5-C
| University of Alaska Fairbanks | Hess Village 753 | BACK GRADED SEWER LINE | 100000 | 401368651.56 | 100000 | 401368651.56 | Fairbanks | 5-C
| University of Alaska Fairbanks | Hess Village 753 | REPLACE HIGH PRESSURE SODIUM LIGHTS WITH LED'S | 8500 | 401377151.56 | 8500 | 401377151.56 | Fairbanks | 5-C
| University of Alaska Fairbanks | Hess Village 754 | ACM ABATEMENT IN DRYWALL | 1200000 | 402577151.56 | 1200000 | 402577151.56 | Fairbanks | 5-C
| University of Alaska Fairbanks | Hess Village 754 | BACK GRADED SEWER LINE | 100000 | 402677151.56 | 100000 | 402677151.56 | Fairbanks | 5-C
| University of Alaska Fairbanks | Hess Village 754 | REPLACE HIGH PRESSURE SODIUM LIGHTS WITH LED'S | 8500 | 402685651.56 | 8500 | 402685651.56 | Fairbanks | 5-C
| University of Alaska Fairbanks | Hess Village 755 | ACM ABATEMENT IN DRYWALL | 700000 | 403385651.56 | 700000 | 403385651.56 | Fairbanks | 5-C
| University of Alaska Fairbanks | Hess Village 755 | REPLACE HIGH PRESSURE SODIUM LIGHTS WITH LED'S | 8500 | 403394151.56 | 8500 | 403394151.56 | Fairbanks | 5-C
| University of Alaska Fairbanks | Hess Village 756 | ACM ABATEMENT IN DRYWALL | 300000 | 403694151.56 | 300000 | 403694151.56 | Fairbanks | 5-C
| University of Alaska Fairbanks | Hess Village 756 | REPAIR BACK GRADED SEWER LINE | 100000 | 403794151.56 | 100000 | 403794151.56 | Fairbanks | 5-C
| University of Alaska Fairbanks | Hess Village 756 | REPLACE HIGH PRESSURE SODIUM LIGHTS WITH LED'S | 8500 | 403802651.56 | 8500 | 403802651.56 | Fairbanks | 5-C
| University of Alaska Fairbanks | Hess Village 757 | ACM ABATEMENT IN DRYWALL | 500000 | 404302651.56 | 500000 | 404302651.56 | Fairbanks | 5-C
| University of Alaska Fairbanks | Hess Village 757 | REPLACE HIGH PRESSURE SODIUM LIGHTS WITH LED'S | 8500 | 404311151.56 | 8500 | 404311151.56 | Fairbanks | 5-C
| University of Alaska Fairbanks | Hess Village 758 | ACM ABATEMENT IN DRYWALL | 900000 | 405211151.56 | 900000 | 405211151.56 | Fairbanks | 5-C
| University of Alaska Fairbanks | Hess Village 758 | REPLACE BACK GRADED SEWER LINE | 100000 | 405311151.56 | 100000 | 405311151.56 | Fairbanks | 5-C
| University of Alaska Fairbanks | Hess Village 758 | REPLACE HIGH PRESSURE SODIUM LIGHTS WITH LED'S | 8500 | 405319651.56 | 8500 | 405319651.56 | Fairbanks | 5-C
| University of Alaska Fairbanks | Hess Village 759 | ACM ABATEMENT IN DRYWALL | 400000 | 405719651.56 | 400000 | 405719651.56 | Fairbanks | 5-C
| University of Alaska Fairbanks | Hess Village 759 | REPAIR BACK GRADED SEWER LINE | 100000 | 405819651.56 | 100000 | 405819651.56 | Fairbanks | 5-C
| University of Alaska Fairbanks | Hess Village 759 | REPLACE HIGH PRESSURE SODIUM LIGHTS WITH LED'S | 8500 | 405828151.56 | 8500 | 405828151.56 | Fairbanks | 5-C
| University of Alaska Fairbanks | Hess Village 760 | ACM ABATEMENT IN DRYWALL | 700000 | 406528151.56 | 700000 | 406528151.56 | Fairbanks | 5-C
| University of Alaska Fairbanks | Hess Village 760 | REPLACE HIGH PRESSURE SODIUM LIGHTS WITH LED'S | 8500 | 406536651.56 | 8500 | 406536651.56 | Fairbanks | 5-C
| University of Alaska Fairbanks | Hess Village 761 | ACM ABATEMENT IN DRYWALL | 400000 | 406936651.56 | 400000 | 406936651.56 | Fairbanks | 5-C
| University of Alaska Fairbanks | Hess Village 761 | REPAIR BACK GRADED SEWER LINE | 100000 | 407036651.56 | 100000 | 407036651.56 | Fairbanks | 5-C
| University of Alaska Fairbanks | Hess Village 761 | REPLACE HIGH PRESSURE SODIUM LIGHTS WITH LED'S | 8500 | 407045151.56 | 8500 | 407045151.56 | Fairbanks | 5-C
| University of Alaska Fairbanks | Hess Village 762 | ACM ABATEMENT IN DRYWALL | 500000 | 407545151.56 | 500000 | 407545151.56 | Fairbanks | 5-C
| University of Alaska Fairbanks | Hess Village 762 | REPAIR BACK GRADED SEWER LINE | 100000 | 407645151.56 | 100000 | 407645151.56 | Fairbanks | 5-C
| University of Alaska Fairbanks | Hess Village 762 | REPLACE HIGH PRESSURE SODIUM LIGHTS WITH LED'S | 8500 | 407653651.56 | 8500 | 407653651.56 | Fairbanks | 5-C
| University of Alaska Fairbanks | Hess Village Community Center | ACM ABATEMENT IN DRYWALL | 100000 | 407753651.56 | 100000 | 407753651.56 | Fairbanks | 5-C
| University of Alaska Fairbanks | Hess Village Community Center | REPLACE DOOR KNOB WITH LEVER LOCKSET. | 5000 | 407758651.56 | 5000 | 407758651.56 | Fairbanks | 5-C
| University of Alaska Fairbanks | Hess Village Community Center | REPLACE HIGH PRESSURE SODIUM LIGHTS WITH LED'S | 8500 | 407767151.56 | 8500 | 407767151.56 | Fairbanks | 5-C
| University of Alaska Fairbanks | Hess Village Community Center | REPLACE THE LARGE 3 WINDOWS | 65000 | 407832151.56 | 65000 | 407832151.56 | Fairbanks | 5-C
| University of Alaska Fairbanks | Hess, Harriet & Luther Commons | ABATE ACM CEILING ABOVE THE CEILING AND REPLACE THE CEILING. | 604000 | 408436151.56 | 604000 | 408436151.56 | Fairbanks | 5-C
| University of Alaska Fairbanks | Hess, Harriet & Luther Commons | ACM ABATEMENT IN FLOOR | 125000 | 408561151.56 | 125000 | 408561151.56 | Fairbanks | 5-C
| University of Alaska Fairbanks | Hess, Harriet & Luther Commons | HVAC REPAIRS | 900000 | 409461151.56 | 900000 | 409461151.56 | Fairbanks | 5-C
| University of Alaska Fairbanks | Hess, Harriet & Luther Commons | INSTALL A/C SYSTEM | 1500000 | 410961151.56 | 1500000 | 410961151.56 | Fairbanks | 5-C
| University of Alaska Fairbanks | Hess, Harriet & Luther Commons | MOLD ABATEMENT IN BASEMENT MECHANICAL ROOM | 25000 | 410986151.56 | 25000 | 410986151.56 | Fairbanks | 5-C
| University of Alaska Fairbanks | Hess, Harriet & Luther Commons | RECAULK EXTERIOR | 31000 | 411017151.56 | 31000 | 411017151.56 | Fairbanks | 5-C
| University of Alaska Fairbanks | Hess, Harriet & Luther Commons | REFINISH INTERIOR WALLS, FLOORS | 354000 | 411371151.56 | 354000 | 411371151.56 | Fairbanks | 5-C
| University of Alaska Fairbanks | Hess, Harriet & Luther Commons | RELOCATE RESTROOMS TO GROUND FLOOR | 950000 | 412321151.56 | 950000 | 412321151.56 | Fairbanks | 5-C
| University of Alaska Fairbanks | Hess, Harriet & Luther Commons | REPAIR ENTRY ROOF OVERHANG | 43000 | 412364151.56 | 43000 | 412364151.56 | Fairbanks | 5-C
| University of Alaska Fairbanks | Hess, Harriet & Luther Commons | REPAIR ROCK FACADE | 116000 | 412480151.56 | 116000 | 412480151.56 | Fairbanks | 5-C
| University of Alaska Fairbanks | Hess, Harriet & Luther Commons | REPAIR ROOF DRAINAGE | 172000 | 412652151.56 | 172000 | 412652151.56 | Fairbanks | 5-C
| University of Alaska Fairbanks | Hess, Harriet & Luther Commons | REPAIR ROOF SOFFIT | 31000 | 412683151.56 | 31000 | 412683151.56 | Fairbanks | 5-C
| University of Alaska Fairbanks | Hess, Harriet & Luther Commons | REPAIR WATER DISTRIBUTION SYSTEM | 202000 | 412885151.56 | 202000 | 412885151.56 | Fairbanks | 5-C
| University of Alaska Fairbanks | Hess, Harriet & Luther Commons | REPLACE ANTIQUE ELECTRICAL PANELS, SERVICE, DISTRIBUTION (ALL MBS) | 2718000 | 415603151.56 | 2718000 | 415603151.56 | Fairbanks | 5-C
| University of Alaska Fairbanks | Hess, Harriet & Luther Commons | REPLACE EMERGENCY LIGHTING | 177000 | 415780151.56 | 177000 | 415780151.56 | Fairbanks | 5-C
| University of Alaska Fairbanks | Hess, Harriet & Luther Commons | Replace exterior doors | 85000 | 415865151.56 | 85000 | 415865151.56 | Fairbanks | 5-C
| University of Alaska Fairbanks | Hess, Harriet & Luther Commons | REPLACE LIGHTING FIXTURES | 153000 | 416018151.56 | 153000 | 416018151.56 | Fairbanks | 5-C
| University of Alaska Fairbanks | Hess, Harriet & Luther Commons | REPLACE PUMP DISCONNECT/STARTERS | 31000 | 416049151.56 | 31000 | 416049151.56 | Fairbanks | 5-C
| University of Alaska Fairbanks | Hess, Harriet & Luther Commons | REPLACE REFRIGERATION UNIT | 190000 | 416239151.56 | 190000 | 416239151.56 | Fairbanks | 5-C
| University of Alaska Fairbanks | Hess, Harriet & Luther Commons | REPLACE RESTROOM FIXTURES | 80000 | 416319151.56 | 80000 | 416319151.56 | Fairbanks | 5-C
| University of Alaska Fairbanks | Hess, Harriet & Luther Commons | Replace Windows | 170000 | 416489151.56 | 170000 | 416489151.56 | Fairbanks | 5-C
| University of Alaska Fairbanks | Hess, Harriet & Luther Commons | REROOF | 300000 | 416789151.56 | 300000 | 416789151.56 | Fairbanks | 5-C
| University of Alaska Fairbanks | Infrastructure | LIGHTING REPAIR | 350000 | 417139151.56 | 350000 | 417139151.56 | Fairbanks | 5-C
| University of Alaska Fairbanks | Infrastructure | ACM ABATEMENT | 2379000 | 419518151.56 | 2379000 | 419518151.56 | Fairbanks | 5-C
| University of Alaska Fairbanks | Infrastructure | ANNUAL PIPE FREEZING CORRECTION | 469000 | 419987151.56 | 469000 | 419987151.56 | Fairbanks | 5-C
| University of Alaska Fairbanks | Infrastructure | ASPHALT/RESURFACE REPLACEMENT | 100000 | 420087151.56 | 100000 | 420087151.56 | Fairbanks | 5-C
| University of Alaska Fairbanks | Infrastructure | CONNECTION REPLACEMENT | 3669000 | 423756151.56 | 3669000 | 423756151.56 | Fairbanks | 5-C
| University of Alaska Fairbanks | Infrastructure | CONVERT FEEDERS FROM 4KV TO 12KV | 615000 | 424371151.56 | 615000 | 424371151.56 | Fairbanks | 5-C
| University of Alaska Fairbanks | Infrastructure | CURB UPGRADE CAMPUSWIDE TO MITIGATE TRIPPING HAZARDS | 500000 | 424871151.56 | 500000 | 424871151.56 | Fairbanks | 5-C
| University of Alaska Fairbanks | Infrastructure | DECK REPLACEMENT | 35000 | 424906151.56 | 35000 | 424906151.56 | Fairbanks | 5-C
| University of Alaska Fairbanks | Infrastructure | DRAINAGE REPAIRS | 430000 | 425336151.56 | 430000 | 425336151.56 | Fairbanks | 5-C
| University of Alaska Fairbanks | Infrastructure | DRAINAGE UPGRADES | 521000 | 425857151.56 | 521000 | 425857151.56 | Fairbanks | 5-C
| University of Alaska Fairbanks | Infrastructure | DRAINAGE/SUB GRADE REPAIR | 250000 | 426107151.56 | 250000 | 426107151.56 | Fairbanks | 5-C
| University of Alaska Fairbanks | Infrastructure | ELECTRICAL DISTRIBUTION REPAIRS | 300000 | 426407151.56 | 300000 | 426407151.56 | Fairbanks | 5-C
| University of Alaska Fairbanks | Infrastructure | EXTERIOR LIGHTING REPLACEMENT | 80000 | 426487151.56 | 80000 | 426487151.56 | Fairbanks | 5-C
| University of Alaska Fairbanks | Infrastructure | EXTERIOR LIGHTING UPGRADE | 225000 | 426712151.56 | 225000 | 426712151.56 | Fairbanks | 5-C
| University of Alaska Fairbanks | Infrastructure | FENCING AND ENTRY GATE REPLACEMENT | 118000 | 426830151.56 | 118000 | 426830151.56 | Fairbanks | 5-C
| University of Alaska Fairbanks | Infrastructure | FIRE AND DOMESTIC WATER LINE STABILIZATION | 6000000 | 432830151.56 | 6000000 | 432830151.56 | Fairbanks | 5-C
| University of Alaska Fairbanks | Infrastructure | HEADBOLT REPAIR | 350000 | 433180151.56 | 350000 | 433180151.56 | Fairbanks | 5-C
| University of Alaska Fairbanks | Infrastructure | HEADBOLT REPAIR-KARST DAMAGE | 650000 | 433830151.56 | 650000 | 433830151.56 | Fairbanks | 5-C
| University of Alaska Fairbanks | Infrastructure | IN-FILL REPLACEMENT | 136000 | 433966151.56 | 136000 | 433966151.56 | Fairbanks | 5-C
| University of Alaska Fairbanks | Infrastructure | KOBUK AVE. WALKWAY CORRECT DEFICIENCIES/CONDITION/SUB GRADE/DRAINAGE | 225000 | 434191151.56 | 225000 | 434191151.56 | Fairbanks | 5-C
| University of Alaska Fairbanks | Infrastructure | KOBUK AVE. WALKWAY REPAIR SIDEWALK | 126000 | 434317151.56 | 126000 | 434317151.56 | Fairbanks | 5-C
| University of Alaska Fairbanks | Infrastructure | LIFT STATION REHABILITATE | 100000 | 434417151.56 | 100000 | 434417151.56 | Fairbanks | 5-C
| University of Alaska Fairbanks | Infrastructure | LIGHTING AND ELECTRICAL REPLACEMENT | 400000 | 434817151.56 | 400000 | 434817151.56 | Fairbanks | 5-C
| University of Alaska Fairbanks | Infrastructure | LIGHTING REPLACEMENT | 65000 | 434882151.56 | 65000 | 434882151.56 | Fairbanks | 5-C
| University of Alaska Fairbanks | Infrastructure | LOLA TRUNK LINE REPAIRS | 500000 | 435382151.56 | 500000 | 435382151.56 | Fairbanks | 5-C
| University of Alaska Fairbanks | Infrastructure | LOWER DORMS WALKWAY CORRECT DEFICIENCIES/CONDITION/ SUB GRADE/DRAINAGE | 800000 | 436182151.56 | 800000 | 436182151.56 | Fairbanks | 5-C
| University of Alaska Fairbanks | Infrastructure | PERMANENT HEADBOLTS INSTALLATION | 300000 | 436482151.56 | 300000 | 436482151.56 | Fairbanks | 5-C
| University of Alaska Fairbanks | Infrastructure | PERMIT | 50000 | 436532151.56 | 50000 | 436532151.56 | Fairbanks | 5-C
| University of Alaska Fairbanks | Infrastructure | REBUILD SIDEWALKS IN CORNERSTONE PLAZA | 650000 | 437182151.56 | 650000 | 437182151.56 | Fairbanks | 5-C
| University of Alaska Fairbanks | Infrastructure | REFRESH PARKING LOT, DM&R LIGHTS AND CODE DEFICIENCES | 1850000 | 439032151.56 | 1850000 | 439032151.56 | Fairbanks | 5-C
| University of Alaska Fairbanks | Infrastructure | REHAB LIFT STATION AT PHYSICAL PLANT | 350000 | 439382151.56 | 350000 | 439382151.56 | Fairbanks | 5-C
| University of Alaska Fairbanks | Infrastructure | REPAINT | 110000 | 439492151.56 | 110000 | 439492151.56 | Fairbanks | 5-C
| University of Alaska Fairbanks | Infrastructure | RESTORATION/DRAINAGE AND SURFACING/PARKING LOT REPLACEMENT | 500000 | 439992151.56 | 500000 | 439992151.56 | Fairbanks | 5-C
| University of Alaska Fairbanks | Infrastructure | RESURFACE / REPAIR DRAINAGE | 300000 | 440292151.56 | 300000 | 440292151.56 | Fairbanks | 5-C
| University of Alaska Fairbanks | Infrastructure | RESURFACE ROADWAY FROM THOMPSON TO SHEEP CREEK | 2000000 | 442292151.56 | 2000000 | 442292151.56 | Fairbanks | 5-C
| University of Alaska Fairbanks | Infrastructure | RESURFACE YUKON TO N. TANANA | 750000 | 443042151.56 | 750000 | 443042151.56 | Fairbanks | 5-C
| University of Alaska Fairbanks | Infrastructure | RESURFACE/ASPHALT REPLACEMENT | 1017000 | 444059151.56 | 1017000 | 444059151.56 | Fairbanks | 5-C
| University of Alaska Fairbanks | Infrastructure | ROADWAY DRAINAGE/SUB GRADE REPAIR | 726000 | 444785151.56 | 726000 | 444785151.56 | Fairbanks | 5-C
| University of Alaska Fairbanks | Infrastructure | ROADWAY RESURFACE | 125000 | 444910151.56 | 125000 | 444910151.56 | Fairbanks | 5-C
| University of Alaska Fairbanks | Infrastructure | ROADWAY RESURFACE AND REPLACEMENT KUSKOWKIM TO FARMERS LOOP | 1239000 | 446149151.56 | 1239000 | 446149151.56 | Fairbanks | 5-C
| University of Alaska Fairbanks | Infrastructure | SEWER SYSTEM REPLACEMENT | 400000 | 446549151.56 | 400000 | 446549151.56 | Fairbanks | 5-C
| University of Alaska Fairbanks | Infrastructure | SHOULDER IMPROVEMENT | 387000 | 446936151.56 | 387000 | 446936151.56 | Fairbanks | 5-C
| University of Alaska Fairbanks | Infrastructure | SIDEWALK IMPROVEMENT | 265000 | 447201151.56 | 265000 | 447201151.56 | Fairbanks | 5-C
| University of Alaska Fairbanks | Infrastructure | SIDEWALK INSTALLMENT | 515000 | 447716151.56 | 515000 | 447716151.56 | Fairbanks | 5-C
| University of Alaska Fairbanks | Infrastructure | SURFACE REPLACEMENT | 250000 | 447966151.56 | 250000 | 447966151.56 | Fairbanks | 5-C
| University of Alaska Fairbanks | Infrastructure | SURFACING REPAIR | 44000 | 448010151.56 | 44000 | 448010151.56 | Fairbanks | 5-C
| University of Alaska Fairbanks | Infrastructure | SWITCH INSTALLMENT | 125000 | 448135151.56 | 125000 | 448135151.56 | Fairbanks | 5-C
| University of Alaska Fairbanks | Infrastructure | TAKU STORM DRAIN REPAIRS | 418000 | 448553151.56 | 418000 | 448553151.56 | Fairbanks | 5-C
| University of Alaska Fairbanks | Infrastructure | TANANA DRIVE WALKWAY DEFICIENCIES/CONDITION/ SUB GRADE/DRAINAGE | 845000 | 449398151.56 | 845000 | 449398151.56 | Fairbanks | 5-C
| University of Alaska Fairbanks | Infrastructure | UPGRADE EXTERIOR LIGHTING | 175000 | 449573151.56 | 175000 | 449573151.56 | Fairbanks | 5-C
| University of Alaska Fairbanks | Infrastructure | UPGRADE EXTERIOR LIGHTING | 250000 | 449823151.56 | 250000 | 449823151.56 | Fairbanks | 5-C
| University of Alaska Fairbanks | Infrastructure | UPGRADE EXTERIOR LIGHTING AT MBS COMPLETX | 340000 | 450163151.56 | 340000 | 450163151.56 | Fairbanks | 5-C
| University of Alaska Fairbanks | Infrastructure | UPGRADE UTILITES SEWER YUKON TO PATTY CENTER | 2000000 | 452163151.56 | 2000000 | 452163151.56 | Fairbanks | 5-C
| University of Alaska Fairbanks | Infrastructure | UTILIDOR FIRE SEALS/BUILDING FIRE DOORS REPAIR | 578000 | 452741151.56 | 578000 | 452741151.56 | Fairbanks | 5-C
| University of Alaska Fairbanks | Infrastructure | UTILIDOR REFURBISHMENT | 15000000 | 467741151.56 | 15000000 | 467741151.56 | Fairbanks | 5-C
| University of Alaska Fairbanks | Infrastructure | UTILIDOR/SURFACE/GROUNDWATER LEAK WATERPROOFING | 215000 | 467956151.56 | 215000 | 467956151.56 | Fairbanks | 5-C
| University of Alaska Fairbanks | Infrastructure | UTILIDOR/SURFACE/GROUNDWATER LEAKS WATERPROOFING | 486000 | 468442151.56 | 486000 | 468442151.56 | Fairbanks | 5-C
| University of Alaska Fairbanks | Infrastructure | UTILITY EXTENSION INSTALLMENT | 148000 | 468590151.56 | 148000 | 468590151.56 | Fairbanks | 5-C
| University of Alaska Fairbanks | Infrastructure | VENTILATION INSTALLMENT | 341000 | 468931151.56 | 341000 | 468931151.56 | Fairbanks | 5-C
| University of Alaska Fairbanks | Infrastructure | WATER RESERVOIR REHAB | 150000 | 469081151.56 | 150000 | 469081151.56 | Fairbanks | 5-C
| University of Alaska Fairbanks | Infrastructure | WEST RIDGE DISTRICT CHILLED WATER | 4200000 | 473281151.56 | 4200000 | 473281151.56 | Fairbanks | 5-C
| University of Alaska Fairbanks | Infrastructure | YUKON RELINING: REICHARDT TO MBS | 750000 | 474031151.56 | 750000 | 474031151.56 | Fairbanks | 5-C
| University of Alaska Fairbanks | Irving, Laurence Building for Bioscience I | Asbestos Abatement | 1733500 | 475764651.56 | 1733500 | 475764651.56 | Fairbanks | 5-C
| University of Alaska Fairbanks | Irving, Laurence Building for Bioscience I | DATA/COMMUNICATIONS UPGRADES--HUB ROOMS AND DISTRIBUTION | 1432870 | 477197521.56 | 1432870 | 477197521.56 | Fairbanks | 5-C
| University of Alaska Fairbanks | Irving, Laurence Building for Bioscience I | ELEVATOR MODERNIZATION (#40) | 500000 | 477697521.56 | 500000 | 477697521.56 | Fairbanks | 5-C
| University of Alaska Fairbanks | Irving, Laurence Building for Bioscience I | EQUIPMENT AND STORAGE FACILITIES REVITALIZATION | 800000 | 478497521.56 | 800000 | 478497521.56 | Fairbanks | 5-C
| University of Alaska Fairbanks | Irving, Laurence Building for Bioscience I | EXTERIOR BUILDING RENOVATIONS | 2516980 | 481014501.56 | 2516980 | 481014501.56 | Fairbanks | 5-C
| University of Alaska Fairbanks | Irving, Laurence Building for Bioscience I | HVAC SYSTEM COMPLETE REFURBISHMENT | 6887830 | 487902331.56 | 6887830 | 487902331.56 | Fairbanks | 5-C
| University of Alaska Fairbanks | Irving, Laurence Building for Bioscience I | ISOLATE ELEVATOR E1 FROM CORRIDORS | 214000 | 488116331.56 | 214000 | 488116331.56 | Fairbanks | 5-C
| University of Alaska Fairbanks | Irving, Laurence Building for Bioscience I | ISOLATE/ ENCLOSE COOLERS AND FREEZERS FROM CORRIDORS | 746000 | 488862331.56 | 746000 | 488862331.56 | Fairbanks | 5-C
| University of Alaska Fairbanks | Irving, Laurence Building for Bioscience I | MECHANICAL CODE CORRECTIONS | 525092 | 489387423.56 | 525092 | 489387423.56 | Fairbanks | 5-C
| University of Alaska Fairbanks | Irving, Laurence Building for Bioscience I | REFURBISH LAB PLUMBING AND WASTE SYSTEM | 3700000 | 493087423.56 | 3700000 | 493087423.56 | Fairbanks | 5-C
| University of Alaska Fairbanks | Irving, Laurence Building for Bioscience I | REFURBISH LABS TO CURRENT STANDARDS | 1450000 | 494537423.56 | 1450000 | 494537423.56 | Fairbanks | 5-C
| University of Alaska Fairbanks | Irving, Laurence Building for Bioscience I | RENOVATE ELECTRICAL DISTRIBUTION SYSTEM | 2910050 | 497447473.56 | 2910050 | 497447473.56 | Fairbanks | 5-C
| University of Alaska Fairbanks | Irving, Laurence Building for Bioscience I | RENOVATE THE EXISTING RESTROOMS TO CREATE AN ACCESSIBLE GENDER INCLUSIVE RESTROOM ON EACH FLOOR. | 650000 | 498097473.56 | 650000 | 498097473.56 | Fairbanks | 5-C
| University of Alaska Fairbanks | Irving, Laurence Building for Bioscience I | REPAIR / REPLACE EXTERIOR CURBS, WALKS, WALLS | 260000 | 498357473.56 | 260000 | 498357473.56 | Fairbanks | 5-C
| University of Alaska Fairbanks | Irving, Laurence Building for Bioscience I | REPAIR MODIFIED ROOF TRUSSES | 768000 | 499125473.56 | 768000 | 499125473.56 | Fairbanks | 5-C
| University of Alaska Fairbanks | Irving, Laurence Building for Bioscience I | REPLACE AND RELOCATE WATER FOUNTAINS. | 90000 | 499215473.56 | 90000 | 499215473.56 | Fairbanks | 5-C
| University of Alaska Fairbanks | Irving, Laurence Building for Bioscience I | REPLACE FIRE ALARM SYSTEM | 200000 | 499415473.56 | 200000 | 499415473.56 | Fairbanks | 5-C
| University of Alaska Fairbanks | Irving, Laurence Building for Bioscience I | REPLACE INTERIOR AND EXTERIOR DOORS | 687830 | 500103303.56 | 687830 | 500103303.56 | Fairbanks | 5-C
| University of Alaska Fairbanks | Irving, Laurence Building for Bioscience I | REPLACE LIGHTING FIXTURES | 485800 | 500589103.56 | 485800 | 500589103.56 | Fairbanks | 5-C
| University of Alaska Fairbanks | Irving, Laurence Building for Bioscience I | REPLACE OLD TOILET AND SHOWER ROOMS | 500000 | 501089103.56 | 500000 | 501089103.56 | Fairbanks | 5-C
| University of Alaska Fairbanks | Irving, Laurence Building for Bioscience I | REPLACE WATER LINES AND EQUIPMENT | 1432860 | 502521963.56 | 1432860 | 502521963.56 | Fairbanks | 5-C
| University of Alaska Fairbanks | Irving, Laurence Building for Bioscience I | REVITALIZE FINISHES BUILDING WIDE | 5494000 | 508015963.56 | 5494000 | 508015963.56 | Fairbanks | 5-C
| University of Alaska Fairbanks | Irving, Laurence Building for Bioscience I | SEISMIC RESTRAIN EQUIPMENT AND SEISMIC REPAIRS | 529790 | 508545753.56 | 529790 | 508545753.56 | Fairbanks | 5-C
| University of Alaska Fairbanks | Irving, Laurence Building for Bioscience I | STAIRWELL AND BUILDING EXIT RENOVATION | 376946 | 508922699.56 | 376946 | 508922699.56 | Fairbanks | 5-C
| University of Alaska Fairbanks | Irving, Laurence Building for Bioscience II | ABATE ACM TILE | 300000 | 509222699.56 | 300000 | 509222699.56 | Fairbanks | 5-C
| University of Alaska Fairbanks | Irving, Laurence Building for Bioscience II | ADD ROOM LIGHTING CONTROLS IRVING II | 319000 | 509541699.56 | 319000 | 509541699.56 | Fairbanks | 5-C
| University of Alaska Fairbanks | Irving, Laurence Building for Bioscience II | BUILDING CHILLED WATER FOR COOLING | 450000 | 509991699.56 | 450000 | 509991699.56 | Fairbanks | 5-C
| University of Alaska Fairbanks | Irving, Laurence Building for Bioscience II | CHEMICAL STORAGE ROOM IRVING II | 261000 | 510252699.56 | 261000 | 510252699.56 | Fairbanks | 5-C
| University of Alaska Fairbanks | Irving, Laurence Building for Bioscience II | EGRESS LIGHTING - IRVING II | 108000 | 510360699.56 | 108000 | 510360699.56 | Fairbanks | 5-C
| University of Alaska Fairbanks | Irving, Laurence Building for Bioscience II | ELECTRICAL CODE CORRECTIONS | 739900 | 511100599.56 | 739900 | 511100599.56 | Fairbanks | 5-C
| University of Alaska Fairbanks | Irving, Laurence Building for Bioscience II | EXTERIOR ARCHITECTURAL RENOVATIONS | 2730080 | 513830679.56 | 2730080 | 513830679.56 | Fairbanks | 5-C
| University of Alaska Fairbanks | Irving, Laurence Building for Bioscience II | INSTALL 1ST FLOOR LAB FLOOR DRAINS | 248000 | 514078679.56 | 248000 | 514078679.56 | Fairbanks | 5-C
| University of Alaska Fairbanks | Irving, Laurence Building for Bioscience II | INSTALL A RAMP. | 20000 | 514098679.56 | 20000 | 514098679.56 | Fairbanks | 5-C
| University of Alaska Fairbanks | Irving, Laurence Building for Bioscience II | INSTALL HEAT RECOVERY SYSTEM | 500400 | 514599079.56 | 500400 | 514599079.56 | Fairbanks | 5-C
| University of Alaska Fairbanks | Irving, Laurence Building for Bioscience II | INSTALL VIDEO SURVEILLANCE SYSTEM | 234665 | 514833744.56 | 234665 | 514833744.56 | Fairbanks | 5-C
| University of Alaska Fairbanks | Irving, Laurence Building for Bioscience II | LAB CODE CORRECTIONS | 724930 | 515558674.56 | 724930 | 515558674.56 | Fairbanks | 5-C
| University of Alaska Fairbanks | Irving, Laurence Building for Bioscience II | MECHANICAL CODE CORRECTIONS | 162000 | 515720674.56 | 162000 | 515720674.56 | Fairbanks | 5-C
| University of Alaska Fairbanks | Irving, Laurence Building for Bioscience II | MODIFY THE EXISTING STAIR RAILING SYSTEM FOR DSAFETY AND ADA | 250000 | 515970674.56 | 250000 | 515970674.56 | Fairbanks | 5-C
| University of Alaska Fairbanks | Irving, Laurence Building for Bioscience II | RELOCATE ROOF DRAIN OUTFALLS - IRVING I | 75000 | 516045674.56 | 75000 | 516045674.56 | Fairbanks | 5-C
| University of Alaska Fairbanks | Irving, Laurence Building for Bioscience II | RENEW ELECTRICAL DISTRIBUTION | 1690260 | 517735934.56 | 1690260 | 517735934.56 | Fairbanks | 5-C
| University of Alaska Fairbanks | Irving, Laurence Building for Bioscience II | RENOVATE BUILDING REST ROOMS ON THE THREE FLOORS TO MODERNIZE AND IMPROVE ADA ACCESSIBLITY | 1171500 | 518907434.56 | 1171500 | 518907434.56 | Fairbanks | 5-C
| University of Alaska Fairbanks | Irving, Laurence Building for Bioscience II | REPAIR STRUCTURAL TRUSS/CORRECT DEFLECTION PROBLEM/BRACE TRUSSES | 1092000 | 519999434.56 | 1092000 | 519999434.56 | Fairbanks | 5-C
| University of Alaska Fairbanks | Irving, Laurence Building for Bioscience II | REPLACE AC UNITS | 495000 | 520494434.56 | 495000 | 520494434.56 | Fairbanks | 5-C
| University of Alaska Fairbanks | Irving, Laurence Building for Bioscience II | REPLACE ACM COUNTER TOPS AND SINKS | 1117000 | 521611434.56 | 1117000 | 521611434.56 | Fairbanks | 5-C
| University of Alaska Fairbanks | Irving, Laurence Building for Bioscience II | REPLACE DATA & TELECOM SYSTEM | 828500 | 522439934.56 | 828500 | 522439934.56 | Fairbanks | 5-C
| University of Alaska Fairbanks | Irving, Laurence Building for Bioscience II | REPLACE DOOR WITH AN ACCESSIBLE ONE. | 5000 | 522444934.56 | 5000 | 522444934.56 | Fairbanks | 5-C
| University of Alaska Fairbanks | Irving, Laurence Building for Bioscience II | REPLACE DOORKNOBS WITH ACCESSIBLE DOOR HANDLES. | 100000 | 522544934.56 | 100000 | 522544934.56 | Fairbanks | 5-C
| University of Alaska Fairbanks | Irving, Laurence Building for Bioscience II | REPLACE EMERGENCY EYEWASH | 119000 | 522663934.56 | 119000 | 522663934.56 | Fairbanks | 5-C
| University of Alaska Fairbanks | Irving, Laurence Building for Bioscience II | REPLACE FIRE ALARM SYSTEM | 828800 | 523492734.56 | 828800 | 523492734.56 | Fairbanks | 5-C
| University of Alaska Fairbanks | Irving, Laurence Building for Bioscience II | REPLACE FLOORING IN RM 130 (POSSIBLE ABATEMENT) | 9000 | 523501734.56 | 9000 | 523501734.56 | Fairbanks | 5-C
| University of Alaska Fairbanks | Irving, Laurence Building for Bioscience II | REPLACE HVAC SYSTEM | 4541000 | 528042734.56 | 4541000 | 528042734.56 | Fairbanks | 5-C
| University of Alaska Fairbanks | Irving, Laurence Building for Bioscience II | REPLACE HYDRONIC HEAT SYSTEM | 828750 | 528871484.56 | 828750 | 528871484.56 | Fairbanks | 5-C
| University of Alaska Fairbanks | Irving, Laurence Building for Bioscience II | REPLACE INTERIOR & EXTERIOR DOORS | 400400 | 529271884.56 | 400400 | 529271884.56 | Fairbanks | 5-C
| University of Alaska Fairbanks | Irving, Laurence Building for Bioscience II | REPLACE OUTDATED AND ADA NO WATER FOUNTAINS. | 35000 | 529306884.56 | 35000 | 529306884.56 | Fairbanks | 5-C
| University of Alaska Fairbanks | Irving, Laurence Building for Bioscience II | REPLACE ROOF | 750000 | 530056884.56 | 750000 | 530056884.56 | Fairbanks | 5-C
| University of Alaska Fairbanks | Irving, Laurence Building for Bioscience II | REPLACE SPRINKLER SYSTEM | 596600 | 530653484.56 | 596600 | 530653484.56 | Fairbanks | 5-C
| University of Alaska Fairbanks | Irving, Laurence Building for Bioscience II | REPLACE STAIR EGRESS LIGHTS | 122000 | 530775484.56 | 122000 | 530775484.56 | Fairbanks | 5-C
| University of Alaska Fairbanks | Irving, Laurence Building for Bioscience II | REPLACE SWITCHES, GFCI RECEPTACLES, AND WIRING | 729905 | 531505389.56 | 729905 | 531505389.56 | Fairbanks | 5-C
| University of Alaska Fairbanks | Irving, Laurence Building for Bioscience II | REPLACE WATER DISTRIBUTION SYSTEM | 828900 | 532334289.56 | 828900 | 532334289.56 | Fairbanks | 5-C
| University of Alaska Fairbanks | Irving, Laurence Building for Bioscience II | REVITALIZE FINISHES--BUILDING WIDE | 2606000 | 534940289.56 | 2606000 | 534940289.56 | Fairbanks | 5-C
| University of Alaska Fairbanks | Irving, Laurence Building for Bioscience II | REVITALIZE MAIN ENTRANCE-CANOPY REPLACEMENT | 452000 | 535392289.56 | 452000 | 535392289.56 | Fairbanks | 5-C
| University of Alaska Fairbanks | Irving, Laurence Building for Bioscience II | SEISMIC BRACE CEILING AND EQUIP - IRVING II | 222000 | 535614289.56 | 222000 | 535614289.56 | Fairbanks | 5-C
| University of Alaska Fairbanks | Irving, Laurence Building for Bioscience II | SITE RENOVATIONS AND REPAIRS | 70000 | 535684289.56 | 70000 | 535684289.56 | Fairbanks | 5-C
| University of Alaska Fairbanks | Irving, Laurence Building for Bioscience II | UPGRADE LAB HOODS IRVING II | 877000 | 536561289.56 | 877000 | 536561289.56 | Fairbanks | 5-C
| University of Alaska Fairbanks | Klein House | PROVIDE STAIR RAILING TO SECOND FLOOR | 5000 | 536566289.56 | 5000 | 536566289.56 | Fairbanks | 4-B
| University of Alaska Fairbanks | KUAC-TV Transmitter | BUILDING VENTILATION AND COOLING UPGRADE | 250000 | 536816289.56 | 250000 | 536816289.56 | Fairbanks | 4-B
| University of Alaska Fairbanks | KUAC-TV Transmitter | ELECTRICAL UPGRADE | 10000 | 536826289.56 | 10000 | 536826289.56 | Fairbanks | 4-B
| University of Alaska Fairbanks | KUAC-TV Transmitter | EXTERIOR LIGHTING INSTALLMENT | 5000 | 536831289.56 | 5000 | 536831289.56 | Fairbanks | 4-B
| University of Alaska Fairbanks | KUAC-TV Transmitter | EXTERIOR SIDING REPAINTING | 50000 | 536881289.56 | 50000 | 536881289.56 | Fairbanks | 4-B
| University of Alaska Fairbanks | KUAC-TV Transmitter | FENCING AND SWITCHGEAR INSTALLMENT | 10000 | 536891289.56 | 10000 | 536891289.56 | Fairbanks | 4-B
| University of Alaska Fairbanks | KUAC-TV Transmitter | GENERATOR, UPS & SWITCHGEAR UPGRADE | 140000 | 537031289.56 | 140000 | 537031289.56 | Fairbanks | 4-B
| University of Alaska Fairbanks | Lathrop, Austin E. Hall | PROVIDE A GENDER INCLUSIVE RESTROOM. | 85000 | 537116289.56 | 85000 | 537116289.56 | Fairbanks | 5-C
| University of Alaska Fairbanks | Lathrop, Austin E. Hall | PROVIDE FRONT LOAD WASHING MACHINE. | 55000 | 537171289.56 | 55000 | 537171289.56 | Fairbanks | 5-C
| University of Alaska Fairbanks | Lathrop, Austin E. Hall | REPLACE EXTERIOR STOREFRONT | 160000 | 537331289.56 | 160000 | 537331289.56 | Fairbanks | 5-C
| University of Alaska Fairbanks | Maclean, Eileen Panigeo Inupiat House 777 | REPAIR RAMP AND HANDRAILS | 200000 | 537531289.56 | 200000 | 537531289.56 | Fairbanks | 5-C
| University of Alaska Fairbanks | McIntosh, John A. Hall | EXTEND PORCH, ADD 22' SLOPED WALK TO RIGHT & NEW STAIR ON LEFT HALF OF PORCH. | 85000 | 537616289.56 | 85000 | 537616289.56 | Fairbanks | 5-C
| University of Alaska Fairbanks | McIntosh, John A. Hall | PROVIDE A WHEELCHAIR LIFT. | 95000 | 537711289.56 | 95000 | 537711289.56 | Fairbanks | 5-C
| University of Alaska Fairbanks | McIntosh, John A. Hall | REMODEL GENDER INCLUSIVE LOUNGE RESTROOM TO BE ACCESSIBLE. | 85000 | 537796289.56 | 85000 | 537796289.56 | Fairbanks | 5-C
| University of Alaska Fairbanks | McIntosh, John A. Hall | REPLACE EXISTING PAIR OF 30" DOORS WITH ONE 42" WIDE DOOR. | 100000 | 537896289.56 | 100000 | 537896289.56 | Fairbanks | 5-C
| University of Alaska Fairbanks | McIntosh, John A. Hall | REPLACE EXTERIOR STOREFRONT INCLUDING CARD SWIPE | 160000 | 538056289.56 | 160000 | 538056289.56 | Fairbanks | 5-C
| University of Alaska Fairbanks | McIntosh, John A. Hall | REPLACE INTERIOR DOOR LOCKING SYSTEM WITH FULL CARD SWIPE SYSTEM | 385000 | 538441289.56 | 385000 | 538441289.56 | Fairbanks | 5-C
| University of Alaska Fairbanks | McIntosh, John A. Hall | Replace Windows | 408000 | 538849289.56 | 408000 | 538849289.56 | Fairbanks | 5-C
| University of Alaska Fairbanks | McIntosh, John A. Hall | RESTROOMS UPGRADE 4 @ $300K EA. | 1200000 | 540049289.56 | 1200000 | 540049289.56 | Fairbanks | 5-C
| University of Alaska Fairbanks | McIntosh, John A. Hall | ROOF DRAINS OFF SANITARY | 250000 | 540299289.56 | 250000 | 540299289.56 | Fairbanks | 5-C
| University of Alaska Fairbanks | Moore, Terris Hall | CONVERT PNEUMATIC CONTROLS TO DIRECT DIGITAL CONTROLS | 235000 | 540534289.56 | 235000 | 540534289.56 | Fairbanks | 5-C
| University of Alaska Fairbanks | Moore, Terris Hall | DORM INTERIOR STAIRWELL EGRESS WIDTH CODE CORRECTION | 500000 | 541034289.56 | 500000 | 541034289.56 | Fairbanks | 5-C
| University of Alaska Fairbanks | Moore, Terris Hall | PROVIDE FRONT LOAD WASHING MACHINE AT THIRD FLOOR LAUNDRY. | 10000 | 541044289.56 | 10000 | 541044289.56 | Fairbanks | 5-C
| University of Alaska Fairbanks | Moore, Terris Hall | REPLACE ELECTRICAL DISTRIBUTION PANELS | 1500000 | 542544289.56 | 1500000 | 542544289.56 | Fairbanks | 5-C
| University of Alaska Fairbanks | Moore, Terris Hall | REPLACE THE JANITOR'S SINK DRAINS | 10000 | 542554289.56 | 10000 | 542554289.56 | Fairbanks | 5-C
| University of Alaska Fairbanks | Moore, Terris Hall | SHOWER BASINS REPLACEMENT | 325000 | 542879289.56 | 325000 | 542879289.56 | Fairbanks | 5-C
| University of Alaska Fairbanks | Moore, Terris Hall | TIER 1 SIESMIC EVALUATION | 450000 | 543329289.56 | 450000 | 543329289.56 | Fairbanks | 5-C
| University of Alaska Fairbanks | Moore, Terris Hall | UPPER DORM KITCHEN RENEWAL | 81000 | 543410289.56 | 81000 | 543410289.56 | Fairbanks | 5-C
| University of Alaska Fairbanks | Moore, Terris Hall | UPPER DORMITORY EMERGENCY EGRESS CODE CORRECTIONS | 670000 | 544080289.56 | 670000 | 544080289.56 | Fairbanks | 5-C
| University of Alaska Fairbanks | MUS Demarcation | SWITCH INSTALLMENT | 434967.71 | 544515257.27 | 434967.71 | 544515257.27 | Fairbanks | 5-C
| University of Alaska Fairbanks | Nerland, Andrew Hall | CARPET, PAINT, WINDOWS, BATHROOM , MECH UPGRADE | 1200000 | 545715257.27 | 1200000 | 545715257.27 | Fairbanks | 5-C
| University of Alaska Fairbanks | Nerland, Andrew Hall | EXTEND PORCH, ADD NEW 22' RAMP TO RIGHT & NEW STAIR ON LEFT HALF OF PORCH. | 85000 | 545800257.27 | 85000 | 545800257.27 | Fairbanks | 5-C
| University of Alaska Fairbanks | Nerland, Andrew Hall | PROVIDE A WHEELCHAIR LIFT. | 95000 | 545895257.27 | 95000 | 545895257.27 | Fairbanks | 5-C
| University of Alaska Fairbanks | Nerland, Andrew Hall | REMODEL GENDER INCLUSIVE LOUNGE RESTROOM TO BE ACCESSIBLE. | 85000 | 545980257.27 | 85000 | 545980257.27 | Fairbanks | 5-C
| University of Alaska Fairbanks | Nerland, Andrew Hall | REPLACE EXISTING PAIR OF 30" DOORS WITH ONE 42" WIDE DOOR. | 100000 | 546080257.27 | 100000 | 546080257.27 | Fairbanks | 5-C
| University of Alaska Fairbanks | Nerland, Andrew Hall | REPLACE EXTERIOR STOREFRONT INCLUDING CARD SWIPE | 110000 | 546190257.27 | 110000 | 546190257.27 | Fairbanks | 5-C
| University of Alaska Fairbanks | Nerland, Andrew Hall | Replace Windows | 408000 | 546598257.27 | 408000 | 546598257.27 | Fairbanks | 5-C
| University of Alaska Fairbanks | Nerland, Andrew Hall | STOREFRONT REPLACEMENT WITH FULL CARD SWIPE SYSTEM | 165000 | 546763257.27 | 165000 | 546763257.27 | Fairbanks | 5-C
| University of Alaska Fairbanks | Nerland, Andrew Hall | UPGRADE RESTROOMS AND SHOWERS INCLUDING VENTILATION | 2500000 | 549263257.27 | 2500000 | 549263257.27 | Fairbanks | 5-C
| University of Alaska Fairbanks | North Chandalar Drive 1036 | CORRECT SUB GRADE/DRAINAGE/ CONCRETE GUTTERS/SITE DRAINS | 171000 | 549434257.27 | 171000 | 549434257.27 | Fairbanks | 5-C
| University of Alaska Fairbanks | North Chandalar Drive 1036 | ELECTRICAL DISTRIBUTION CODE CORRECTIONS/GROUNDING | 137772 | 549572029.27 | 137772 | 549572029.27 | Fairbanks | 5-C
| University of Alaska Fairbanks | North Chandalar Drive 1036 | GARBAGE PAD AND FENCING | 12000 | 549584029.27 | 12000 | 549584029.27 | Fairbanks | 5-C
| University of Alaska Fairbanks | North Chandalar Drive 1036 | INSTALL HRV'S 3 @$20K PER UNIT | 60000 | 549644029.27 | 60000 | 549644029.27 | Fairbanks | 5-C
| University of Alaska Fairbanks | North Chandalar Drive 1036 | KITCHEN CABINET/APPLIANCES 3 KITCHEN @ $17K | 51000 | 549695029.27 | 51000 | 549695029.27 | Fairbanks | 5-C
| University of Alaska Fairbanks | North Chandalar Drive 1036 | REFINISH INTERIOR WALLS, FLOORS, CEILINGS | 45000 | 549740029.27 | 45000 | 549740029.27 | Fairbanks | 5-C
| University of Alaska Fairbanks | North Chandalar Drive 1036 | RENEW FIXTURES AND FINISHES IN BATHROOM 3@ $5K | 15000 | 549755029.27 | 15000 | 549755029.27 | Fairbanks | 5-C
| University of Alaska Fairbanks | North Chandalar Drive 1036 | REPAIR ROOF SOFFIT | 6000 | 549761029.27 | 6000 | 549761029.27 | Fairbanks | 5-C
| University of Alaska Fairbanks | North Chandalar Drive 1036 | REPAIR, LEVEL TRANSITION TO GARAGE AND PAVE DRIVES 3 @ $8K PER DRIVEWAY | 24000 | 549785029.27 | 24000 | 549785029.27 | Fairbanks | 5-C
| University of Alaska Fairbanks | North Chandalar Drive 1036 | REPLACE ENTRY STAIRS AND SIDEWALK | 40000 | 549825029.27 | 40000 | 549825029.27 | Fairbanks | 5-C
| University of Alaska Fairbanks | North Chandalar Drive 1036 | REPLACE EXTERIOR DOOR | 8000 | 549833029.27 | 8000 | 549833029.27 | Fairbanks | 5-C
| University of Alaska Fairbanks | North Chandalar Drive 1036 | REPLACE INSULATION/VAPOR BARRIER/SHEETROCK | 140000 | 549973029.27 | 140000 | 549973029.27 | Fairbanks | 5-C
| University of Alaska Fairbanks | North Chandalar Drive 1036 | REPLACE INTERIOR DOOR HARDWARE | 9000 | 549982029.27 | 9000 | 549982029.27 | Fairbanks | 5-C
| University of Alaska Fairbanks | North Chandalar Drive 1036 | REPLACE RESIDENTIAL FIRE ALARM | 20000 | 550002029.27 | 20000 | 550002029.27 | Fairbanks | 5-C
| University of Alaska Fairbanks | North Chandalar Drive 1036 | REPLACE ROOF FLASHING | 12000 | 550014029.27 | 12000 | 550014029.27 | Fairbanks | 5-C
| University of Alaska Fairbanks | North Chandalar Drive 1036 | REPLACE WINDOWS 20 WINDOWS @ $7,000 EACH | 14000 | 550028029.27 | 14000 | 550028029.27 | Fairbanks | 5-C
| University of Alaska Fairbanks | North Chandalar Drive 1036 | WATERPROOF FOUNDATIONS AND SITE DRAINS AT WINDOWS FOR EGRESS | 23000 | 550051029.27 | 23000 | 550051029.27 | Fairbanks | 5-C
| University of Alaska Fairbanks | North Chandalar Drive 1042 | CORRECT SUB GRADE/DRAINAGE/ CONCRETE GUTTERS/SITE DRAINS | 171000 | 550222029.27 | 171000 | 550222029.27 | Fairbanks | 5-C
| University of Alaska Fairbanks | North Chandalar Drive 1042 | ELECTRICAL DISTRIBUTION CODE CORRECTIONS/GROUNDING | 137772 | 550359801.27 | 137772 | 550359801.27 | Fairbanks | 5-C
| University of Alaska Fairbanks | North Chandalar Drive 1042 | GARBAGE PAD AND FENCING | 12000 | 550371801.27 | 12000 | 550371801.27 | Fairbanks | 5-C
| University of Alaska Fairbanks | North Chandalar Drive 1042 | INSTALL HRV'S 2 @$20K PER UNIT | 40000 | 550411801.27 | 40000 | 550411801.27 | Fairbanks | 5-C
| University of Alaska Fairbanks | North Chandalar Drive 1042 | KITCHEN CABINET/APPLIANCES 2 KITCHEN @ $17K | 34000 | 550445801.27 | 34000 | 550445801.27 | Fairbanks | 5-C
| University of Alaska Fairbanks | North Chandalar Drive 1042 | REFINISH INTERIOR WALLS, FLOORS, CEILINGS | 45000 | 550490801.27 | 45000 | 550490801.27 | Fairbanks | 5-C
| University of Alaska Fairbanks | North Chandalar Drive 1042 | RENEW FIXTURES AND FINISHES IN BATHROOM 4@ $5K | 20000 | 550510801.27 | 20000 | 550510801.27 | Fairbanks | 5-C
| University of Alaska Fairbanks | North Chandalar Drive 1042 | REPAIR ROOF SOFFIT | 6000 | 550516801.27 | 6000 | 550516801.27 | Fairbanks | 5-C
| University of Alaska Fairbanks | North Chandalar Drive 1042 | REPAIR, LEVEL TRANSITION TO GARAGE AND PAVE DRIVES @ $8K PER DRIVEWAY | 16000 | 550532801.27 | 16000 | 550532801.27 | Fairbanks | 5-C
| University of Alaska Fairbanks | North Chandalar Drive 1042 | REPLACE ENTRY STAIRS AND SIDEWALK | 40000 | 550572801.27 | 40000 | 550572801.27 | Fairbanks | 5-C
| University of Alaska Fairbanks | North Chandalar Drive 1042 | REPLACE EXTERIOR DOOR | 8000 | 550580801.27 | 8000 | 550580801.27 | Fairbanks | 5-C
| University of Alaska Fairbanks | North Chandalar Drive 1042 | REPLACE INSULATION/VAPOR BARRIER/SHEETROCK | 140000 | 550720801.27 | 140000 | 550720801.27 | Fairbanks | 5-C
| University of Alaska Fairbanks | North Chandalar Drive 1042 | REPLACE INTERIOR DOOR HARDWARE | 9000 | 550729801.27 | 9000 | 550729801.27 | Fairbanks | 5-C
| University of Alaska Fairbanks | North Chandalar Drive 1042 | REPLACE RESIDENTIAL FIRE ALARM | 20000 | 550749801.27 | 20000 | 550749801.27 | Fairbanks | 5-C
| University of Alaska Fairbanks | North Chandalar Drive 1042 | REPLACE ROOF FLASHING | 12000 | 550761801.27 | 12000 | 550761801.27 | Fairbanks | 5-C
| University of Alaska Fairbanks | North Chandalar Drive 1042 | REPLACE WINDOWS 20 WINDOWS @ $7,000 EACH | 140000 | 550901801.27 | 140000 | 550901801.27 | Fairbanks | 5-C
| University of Alaska Fairbanks | North Chandalar Drive 1042 | WATERPROOF FOUNDATIONS AND SITE DRAINS AT WINDOWS FOR EGRESS | 43000 | 550944801.27 | 43000 | 550944801.27 | Fairbanks | 5-C
| University of Alaska Fairbanks | North Chandalar Drive 1048 | CORRECT SUB GRADE/DRAINAGE/ CONCRETE GUTTERS/SITE DRAINS | 171000 | 551115801.27 | 171000 | 551115801.27 | Fairbanks | 5-C
| University of Alaska Fairbanks | North Chandalar Drive 1048 | ELECTRICAL DISTRIBUTION CODE CORRECTIONS/GROUNDING | 137772 | 551253573.27 | 137772 | 551253573.27 | Fairbanks | 5-C
| University of Alaska Fairbanks | North Chandalar Drive 1048 | GARBAGE PAD AND FENCING | 12000 | 551265573.27 | 12000 | 551265573.27 | Fairbanks | 5-C
| University of Alaska Fairbanks | North Chandalar Drive 1048 | INSTALL HRV'S 2 @$20K PER UNIT | 40000 | 551305573.27 | 40000 | 551305573.27 | Fairbanks | 5-C
| University of Alaska Fairbanks | North Chandalar Drive 1048 | KITCHEN CABINET/APPLIANCES 2 KITCHEN @ $17K | 34000 | 551339573.27 | 34000 | 551339573.27 | Fairbanks | 5-C
| University of Alaska Fairbanks | North Chandalar Drive 1048 | REFINISH INTERIOR WALLS, FLOORS, CEILINGS | 45000 | 551384573.27 | 45000 | 551384573.27 | Fairbanks | 5-C
| University of Alaska Fairbanks | North Chandalar Drive 1048 | RENEW FIXTURES AND FINISHES IN BATHROOM 4@ $5K | 20000 | 551404573.27 | 20000 | 551404573.27 | Fairbanks | 5-C
| University of Alaska Fairbanks | North Chandalar Drive 1048 | REPAIR ROOF SOFFIT | 6000 | 551410573.27 | 6000 | 551410573.27 | Fairbanks | 5-C
| University of Alaska Fairbanks | North Chandalar Drive 1048 | REPAIR, LEVEL TRANSITION TO GARAGE AND PAVE DRIVES @ $8K PER DRIVEWAY | 16000 | 551426573.27 | 16000 | 551426573.27 | Fairbanks | 5-C
| University of Alaska Fairbanks | North Chandalar Drive 1048 | REPLACE ENTRY STAIRS AND SIDEWALK | 40000 | 551466573.27 | 40000 | 551466573.27 | Fairbanks | 5-C
| University of Alaska Fairbanks | North Chandalar Drive 1048 | REPLACE EXTERIOR DOOR | 8000 | 551474573.27 | 8000 | 551474573.27 | Fairbanks | 5-C
| University of Alaska Fairbanks | North Chandalar Drive 1048 | REPLACE INSULATION/VAPOR BARRIER/SHEETROCK | 140000 | 551614573.27 | 140000 | 551614573.27 | Fairbanks | 5-C
| University of Alaska Fairbanks | North Chandalar Drive 1048 | REPLACE INTERIOR DOOR HARDWARE | 9000 | 551623573.27 | 9000 | 551623573.27 | Fairbanks | 5-C
| University of Alaska Fairbanks | North Chandalar Drive 1048 | REPLACE RESIDENTIAL FIRE ALARM | 20000 | 551643573.27 | 20000 | 551643573.27 | Fairbanks | 5-C
| University of Alaska Fairbanks | North Chandalar Drive 1048 | REPLACE ROOF FLASHING | 12000 | 551655573.27 | 12000 | 551655573.27 | Fairbanks | 5-C
| University of Alaska Fairbanks | North Chandalar Drive 1048 | REPLACE WINDOWS 20 WINDOWS @ $7,000 EACH | 140000 | 551795573.27 | 140000 | 551795573.27 | Fairbanks | 5-C
| University of Alaska Fairbanks | North Chandalar Drive 1048 | WATERPROOF FOUNDATIONS AND SITE DRAINS AT WINDOWS FOR EGRESS | 43000 | 551838573.27 | 43000 | 551838573.27 | Fairbanks | 5-C
| University of Alaska Fairbanks | North Chandalar Drive 1054 | CORRECT SUB GRADE/DRAINAGE/ CONCRETE GUTTERS/SITE DRAINS | 171000 | 552009573.27 | 171000 | 552009573.27 | Fairbanks | 5-C
| University of Alaska Fairbanks | North Chandalar Drive 1054 | ELECTRICAL DISTRIBUTION CODE CORRECTIONS/GROUNDING | 137772 | 552147345.27 | 137772 | 552147345.27 | Fairbanks | 5-C
| University of Alaska Fairbanks | North Chandalar Drive 1054 | GARBAGE PAD AND FENCING | 12000 | 552159345.27 | 12000 | 552159345.27 | Fairbanks | 5-C
| University of Alaska Fairbanks | North Chandalar Drive 1054 | INSTALL HRV'S 2 @$20K PER UNIT | 40000 | 552199345.27 | 40000 | 552199345.27 | Fairbanks | 5-C
| University of Alaska Fairbanks | North Chandalar Drive 1054 | KITCHEN CABINET/APPLIANCES 2 KITCHEN @ $17K | 34000 | 552233345.27 | 34000 | 552233345.27 | Fairbanks | 5-C
| University of Alaska Fairbanks | North Chandalar Drive 1054 | REFINISH INTERIOR WALLS, FLOORS, CEILINGS | 45000 | 552278345.27 | 45000 | 552278345.27 | Fairbanks | 5-C
| University of Alaska Fairbanks | North Chandalar Drive 1054 | RENEW FIXTURES AND FINISHES IN BATHROOM 4@ $5K | 20000 | 552298345.27 | 20000 | 552298345.27 | Fairbanks | 5-C
| University of Alaska Fairbanks | North Chandalar Drive 1054 | REPAIR ROOF SOFFIT | 6000 | 552304345.27 | 6000 | 552304345.27 | Fairbanks | 5-C
| University of Alaska Fairbanks | North Chandalar Drive 1054 | REPAIR, LEVEL TRANSITION TO GARAGE AND PAVE DRIVES @ $8K PER DRIVEWAY | 16000 | 552320345.27 | 16000 | 552320345.27 | Fairbanks | 5-C
| University of Alaska Fairbanks | North Chandalar Drive 1054 | REPLACE ENTRY STAIRS AND SIDEWALK | 40000 | 552360345.27 | 40000 | 552360345.27 | Fairbanks | 5-C
| University of Alaska Fairbanks | North Chandalar Drive 1054 | REPLACE EXTERIOR DOOR | 8000 | 552368345.27 | 8000 | 552368345.27 | Fairbanks | 5-C
| University of Alaska Fairbanks | North Chandalar Drive 1054 | REPLACE INSULATION/VAPOR BARRIER/SHEETROCK | 140000 | 552508345.27 | 140000 | 552508345.27 | Fairbanks | 5-C
| University of Alaska Fairbanks | North Chandalar Drive 1054 | REPLACE INTERIOR DOOR HARDWARE | 9000 | 552517345.27 | 9000 | 552517345.27 | Fairbanks | 5-C
| University of Alaska Fairbanks | North Chandalar Drive 1054 | REPLACE RESIDENTIAL FIRE ALARM | 20000 | 552537345.27 | 20000 | 552537345.27 | Fairbanks | 5-C
| University of Alaska Fairbanks | North Chandalar Drive 1054 | REPLACE ROOF FLASHING | 12000 | 552549345.27 | 12000 | 552549345.27 | Fairbanks | 5-C
| University of Alaska Fairbanks | North Chandalar Drive 1054 | REPLACE WINDOWS 20 WINDOWS @ $7,000 EACH | 140000 | 552689345.27 | 140000 | 552689345.27 | Fairbanks | 5-C
| University of Alaska Fairbanks | North Chandalar Drive 1054 | WATERPROOF FOUNDATIONS AND SITE DRAINS AT WINDOWS FOR EGRESS | 43000 | 552732345.27 | 43000 | 552732345.27 | Fairbanks | 5-C
| University of Alaska Fairbanks | North Chandalar Drive 1060 | CORRECT SUB GRADE/DRAINAGE/ CONCRETE GUTTERS/SITE DRAINS | 171000 | 552903345.27 | 171000 | 552903345.27 | Fairbanks | 5-C
| University of Alaska Fairbanks | North Chandalar Drive 1060 | ELECTRICAL DISTRIBUTION CODE CORRECTIONS/GROUNDING | 137772 | 553041117.27 | 137772 | 553041117.27 | Fairbanks | 5-C
| University of Alaska Fairbanks | North Chandalar Drive 1060 | GARBAGE PAD AND FENCING | 12000 | 553053117.27 | 12000 | 553053117.27 | Fairbanks | 5-C
| University of Alaska Fairbanks | North Chandalar Drive 1060 | INSTALL HRV'S 2 @$20K PER UNIT | 40000 | 553093117.27 | 40000 | 553093117.27 | Fairbanks | 5-C
| University of Alaska Fairbanks | North Chandalar Drive 1060 | KITCHEN CABINET/APPLIANCES 2 KITCHEN @ $17K | 34000 | 553127117.27 | 34000 | 553127117.27 | Fairbanks | 5-C
| University of Alaska Fairbanks | North Chandalar Drive 1060 | REFINISH INTERIOR WALLS, FLOORS, CEILINGS | 45000 | 553172117.27 | 45000 | 553172117.27 | Fairbanks | 5-C
| University of Alaska Fairbanks | North Chandalar Drive 1060 | RENEW FIXTURES AND FINISHES IN BATHROOM 4@ $5K | 20000 | 553192117.27 | 20000 | 553192117.27 | Fairbanks | 5-C
| University of Alaska Fairbanks | North Chandalar Drive 1060 | REPAIR ROOF SOFFIT | 6000 | 553198117.27 | 6000 | 553198117.27 | Fairbanks | 5-C
| University of Alaska Fairbanks | North Chandalar Drive 1060 | REPAIR, LEVEL TRANSITION TO GARAGE AND PAVE DRIVES @ $8K PER DRIVEWAY | 16000 | 553214117.27 | 16000 | 553214117.27 | Fairbanks | 5-C
| University of Alaska Fairbanks | North Chandalar Drive 1060 | REPLACE ENTRY STAIRS AND SIDEWALK | 40000 | 553254117.27 | 40000 | 553254117.27 | Fairbanks | 5-C
| University of Alaska Fairbanks | North Chandalar Drive 1060 | REPLACE EXTERIOR DOOR | 8000 | 553262117.27 | 8000 | 553262117.27 | Fairbanks | 5-C
| University of Alaska Fairbanks | North Chandalar Drive 1060 | REPLACE INSULATION/VAPOR BARRIER/SHEETROCK | 140000 | 553402117.27 | 140000 | 553402117.27 | Fairbanks | 5-C
| University of Alaska Fairbanks | North Chandalar Drive 1060 | REPLACE INTERIOR DOOR HARDWARE | 9000 | 553411117.27 | 9000 | 553411117.27 | Fairbanks | 5-C
| University of Alaska Fairbanks | North Chandalar Drive 1060 | REPLACE RESIDENTIAL FIRE ALARM | 20000 | 553431117.27 | 20000 | 553431117.27 | Fairbanks | 5-C
| University of Alaska Fairbanks | North Chandalar Drive 1060 | REPLACE ROOF FLASHING | 12000 | 553443117.27 | 12000 | 553443117.27 | Fairbanks | 5-C
| University of Alaska Fairbanks | North Chandalar Drive 1060 | WATERPROOF FOUNDATIONS AND SITE DRAINS AT WINDOWS FOR EGRESS | 43000 | 553486117.27 | 43000 | 553486117.27 | Fairbanks | 5-C
| University of Alaska Fairbanks | North Chandalar Drive 1066 | CORRECT SUB GRADE/DRAINAGE/ CONCRETE GUTTERS/SITE DRAINS | 171000 | 553657117.27 | 171000 | 553657117.27 | Fairbanks | 5-C
| University of Alaska Fairbanks | North Chandalar Drive 1066 | ELECTRICAL DISTRIBUTION CODE CORRECTIONS/GROUNDING | 137772 | 553794889.27 | 137772 | 553794889.27 | Fairbanks | 5-C
| University of Alaska Fairbanks | North Chandalar Drive 1066 | GARBAGE PAD AND FENCING | 12000 | 553806889.27 | 12000 | 553806889.27 | Fairbanks | 5-C
| University of Alaska Fairbanks | North Chandalar Drive 1066 | INSTALL HRV'S 3 @$20K PER UNIT | 60000 | 553866889.27 | 60000 | 553866889.27 | Fairbanks | 5-C
| University of Alaska Fairbanks | North Chandalar Drive 1066 | KITCHEN CABINET/APPLIANCES 3 KITCHEN @ $17K | 51000 | 553917889.27 | 51000 | 553917889.27 | Fairbanks | 5-C
| University of Alaska Fairbanks | North Chandalar Drive 1066 | REFINISH INTERIOR WALLS, FLOORS, CEILINGS | 45000 | 553962889.27 | 45000 | 553962889.27 | Fairbanks | 5-C
| University of Alaska Fairbanks | North Chandalar Drive 1066 | RENEW FIXTURES AND FINISHES IN BATHROOM 3@ $5K | 15000 | 553977889.27 | 15000 | 553977889.27 | Fairbanks | 5-C
| University of Alaska Fairbanks | North Chandalar Drive 1066 | REPAIR ROOF SOFFIT | 6000 | 553983889.27 | 6000 | 553983889.27 | Fairbanks | 5-C
| University of Alaska Fairbanks | North Chandalar Drive 1066 | REPAIR, LEVEL TRANSITION TO GARAGE AND PAVE DRIVES 3 @ $8K PER DRIVEWAY | 24000 | 554007889.27 | 24000 | 554007889.27 | Fairbanks | 5-C
| University of Alaska Fairbanks | North Chandalar Drive 1066 | REPLACE ENTRY STAIRS AND SIDEWALK | 40000 | 554047889.27 | 40000 | 554047889.27 | Fairbanks | 5-C
| University of Alaska Fairbanks | North Chandalar Drive 1066 | REPLACE EXTERIOR DOOR | 8000 | 554055889.27 | 8000 | 554055889.27 | Fairbanks | 5-C
| University of Alaska Fairbanks | North Chandalar Drive 1066 | REPLACE INSULATION/VAPOR BARRIER/SHEETROCK | 140000 | 554195889.27 | 140000 | 554195889.27 | Fairbanks | 5-C
| University of Alaska Fairbanks | North Chandalar Drive 1066 | REPLACE INTERIOR DOOR HARDWARE | 9000 | 554204889.27 | 9000 | 554204889.27 | Fairbanks | 5-C
| University of Alaska Fairbanks | North Chandalar Drive 1066 | REPLACE RESIDENTIAL FIRE ALARM | 20000 | 554224889.27 | 20000 | 554224889.27 | Fairbanks | 5-C
| University of Alaska Fairbanks | North Chandalar Drive 1066 | REPLACE ROOF FLASHING | 12000 | 554236889.27 | 12000 | 554236889.27 | Fairbanks | 5-C
| University of Alaska Fairbanks | North Chandalar Drive 1066 | WATERPROOF FOUNDATIONS AND SITE DRAINS AT WINDOWS FOR EGRESS | 23000 | 554259889.27 | 23000 | 554259889.27 | Fairbanks | 5-C
| University of Alaska Fairbanks | North Chandalar Drive 1074 | CORRECT SUB GRADE/DRAINAGE/ CONCRETE GUTTERS/SITE DRAINS | 171000 | 554430889.27 | 171000 | 554430889.27 | Fairbanks | 5-C
| University of Alaska Fairbanks | North Chandalar Drive 1074 | ELECTRICAL DISTRIBUTION CODE CORRECTIONS/GROUNDING | 137772 | 554568661.27 | 137772 | 554568661.27 | Fairbanks | 5-C
| University of Alaska Fairbanks | North Chandalar Drive 1074 | GARBAGE PAD AND FENCING | 12000 | 554580661.27 | 12000 | 554580661.27 | Fairbanks | 5-C
| University of Alaska Fairbanks | North Chandalar Drive 1074 | INSTALL HRV'S 2 @$20K PER UNIT | 40000 | 554620661.27 | 40000 | 554620661.27 | Fairbanks | 5-C
| University of Alaska Fairbanks | North Chandalar Drive 1074 | KITCHEN CABINET/APPLIANCES 2 KITCHEN @ $17K | 34000 | 554654661.27 | 34000 | 554654661.27 | Fairbanks | 5-C
| University of Alaska Fairbanks | North Chandalar Drive 1074 | REFINISH INTERIOR WALLS, FLOORS, CEILINGS | 45000 | 554699661.27 | 45000 | 554699661.27 | Fairbanks | 5-C
| University of Alaska Fairbanks | North Chandalar Drive 1074 | RENEW FIXTURES AND FINISHES IN BATHROOM 4@ $5K | 20000 | 554719661.27 | 20000 | 554719661.27 | Fairbanks | 5-C
| University of Alaska Fairbanks | North Chandalar Drive 1074 | REPAIR ROOF SOFFIT | 6000 | 554725661.27 | 6000 | 554725661.27 | Fairbanks | 5-C
| University of Alaska Fairbanks | North Chandalar Drive 1074 | REPAIR, LEVEL TRANSITION TO GARAGE AND PAVE DRIVES @ $8K PER DRIVEWAY | 16000 | 554741661.27 | 16000 | 554741661.27 | Fairbanks | 5-C
| University of Alaska Fairbanks | North Chandalar Drive 1074 | REPLACE ENTRY STAIRS AND SIDEWALK | 40000 | 554781661.27 | 40000 | 554781661.27 | Fairbanks | 5-C
| University of Alaska Fairbanks | North Chandalar Drive 1074 | REPLACE EXTERIOR DOOR | 8000 | 554789661.27 | 8000 | 554789661.27 | Fairbanks | 5-C
| University of Alaska Fairbanks | North Chandalar Drive 1074 | REPLACE INSULATION/VAPOR BARRIER/SHEETROCK | 140000 | 554929661.27 | 140000 | 554929661.27 | Fairbanks | 5-C
| University of Alaska Fairbanks | North Chandalar Drive 1074 | REPLACE INTERIOR DOOR HARDWARE | 9000 | 554938661.27 | 9000 | 554938661.27 | Fairbanks | 5-C
| University of Alaska Fairbanks | North Chandalar Drive 1074 | REPLACE RESIDENTIAL FIRE ALARM | 20000 | 554958661.27 | 20000 | 554958661.27 | Fairbanks | 5-C
| University of Alaska Fairbanks | North Chandalar Drive 1074 | REPLACE ROOF FLASHING | 12000 | 554970661.27 | 12000 | 554970661.27 | Fairbanks | 5-C
| University of Alaska Fairbanks | North Chandalar Drive 1074 | WATERPROOF FOUNDATIONS AND SITE DRAINS AT WINDOWS FOR EGRESS | 43000 | 555013661.27 | 43000 | 555013661.27 | Fairbanks | 5-C
| University of Alaska Fairbanks | North Chandalar Drive 1075 | CONCRETE VALLEY GUTTERS | 6000 | 555019661.27 | 6000 | 555019661.27 | Fairbanks | 5-C
| University of Alaska Fairbanks | North Chandalar Drive 1075 | CORRECT DEFICIENCIES/ CONDITION/SUB GRADE/DRAINAGE | 153000 | 555172661.27 | 153000 | 555172661.27 | Fairbanks | 5-C
| University of Alaska Fairbanks | North Chandalar Drive 1075 | ELECTRICAL DISTRIBUTION CODE CORRECTIONS/GROUNDING | 137815 | 555310476.27 | 137815 | 555310476.27 | Fairbanks | 5-C
| University of Alaska Fairbanks | North Chandalar Drive 1075 | GARBAGE FENCING | 6000 | 555316476.27 | 6000 | 555316476.27 | Fairbanks | 5-C
| University of Alaska Fairbanks | North Chandalar Drive 1075 | INSTALL AIR-TO -AIR HEAT EXCHANGER | 31000 | 555347476.27 | 31000 | 555347476.27 | Fairbanks | 5-C
| University of Alaska Fairbanks | North Chandalar Drive 1075 | KITCHEN CABINET/APPLIANCES | 55000 | 555402476.27 | 55000 | 555402476.27 | Fairbanks | 5-C
| University of Alaska Fairbanks | North Chandalar Drive 1075 | PAVE DRIVES | 18000 | 555420476.27 | 18000 | 555420476.27 | Fairbanks | 5-C
| University of Alaska Fairbanks | North Chandalar Drive 1075 | REFINISH INTERIOR WALLS, FLOORS, CEILINGS | 86000 | 555506476.27 | 86000 | 555506476.27 | Fairbanks | 5-C
| University of Alaska Fairbanks | North Chandalar Drive 1075 | RENEW FIXTURES AND FINISHES IN BATHROOM | 55000 | 555561476.27 | 55000 | 555561476.27 | Fairbanks | 5-C
| University of Alaska Fairbanks | North Chandalar Drive 1075 | REPAIR HEAT EXCHANGER | 12000 | 555573476.27 | 12000 | 555573476.27 | Fairbanks | 5-C
| University of Alaska Fairbanks | North Chandalar Drive 1075 | REPAIR ROOF SOFFIT | 6000 | 555579476.27 | 6000 | 555579476.27 | Fairbanks | 5-C
| University of Alaska Fairbanks | North Chandalar Drive 1075 | Replace carpet | 24000 | 555603476.27 | 24000 | 555603476.27 | Fairbanks | 5-C
| University of Alaska Fairbanks | North Chandalar Drive 1075 | REPLACE CERAMIC/QUARTER. TILE | 6000 | 555609476.27 | 6000 | 555609476.27 | Fairbanks | 5-C
| University of Alaska Fairbanks | North Chandalar Drive 1075 | REPLACE DOOR HARDWARE | 9000 | 555618476.27 | 9000 | 555618476.27 | Fairbanks | 5-C
| University of Alaska Fairbanks | North Chandalar Drive 1075 | REPLACE ENTRY STAIRS | 31000 | 555649476.27 | 31000 | 555649476.27 | Fairbanks | 5-C
| University of Alaska Fairbanks | North Chandalar Drive 1075 | REPLACE EXTERIOR DOOR | 8000 | 555657476.27 | 8000 | 555657476.27 | Fairbanks | 5-C
| University of Alaska Fairbanks | North Chandalar Drive 1075 | REPLACE INSULATION/VAPOR BARRIER/SHEETROCK | 89000 | 555746476.27 | 89000 | 555746476.27 | Fairbanks | 5-C
| University of Alaska Fairbanks | North Chandalar Drive 1075 | REPLACE RESIDENTIAL FIRE ALARM | 40000 | 555786476.27 | 40000 | 555786476.27 | Fairbanks | 5-C
| University of Alaska Fairbanks | North Chandalar Drive 1075 | REPLACE ROOF FLASHING | 12000 | 555798476.27 | 12000 | 555798476.27 | Fairbanks | 5-C
| University of Alaska Fairbanks | North Chandalar Drive 1075 | WATERPROOF FOUNDATIONS AND SITE DRAINS | 49000 | 555847476.27 | 49000 | 555847476.27 | Fairbanks | 5-C
| University of Alaska Fairbanks | North Chandalar Drive 1082 | CORRECT SUB GRADE/DRAINAGE/ CONCRETE GUTTERS/SITE DRAINS | 171000 | 556018476.27 | 171000 | 556018476.27 | Fairbanks | 5-C
| University of Alaska Fairbanks | North Chandalar Drive 1082 | ELECTRICAL DISTRIBUTION CODE CORRECTIONS/GROUNDING | 137772 | 556156248.27 | 137772 | 556156248.27 | Fairbanks | 5-C
| University of Alaska Fairbanks | North Chandalar Drive 1082 | GARBAGE PAD AND FENCING | 12000 | 556168248.27 | 12000 | 556168248.27 | Fairbanks | 5-C
| University of Alaska Fairbanks | North Chandalar Drive 1082 | INSTALL HRV'S 3 @$20K PER UNIT | 60000 | 556228248.27 | 60000 | 556228248.27 | Fairbanks | 5-C
| University of Alaska Fairbanks | North Chandalar Drive 1082 | KITCHEN CABINET/APPLIANCES 3 KITCHEN @ $17K | 51000 | 556279248.27 | 51000 | 556279248.27 | Fairbanks | 5-C
| University of Alaska Fairbanks | North Chandalar Drive 1082 | REFINISH INTERIOR WALLS, FLOORS, CEILINGS | 45000 | 556324248.27 | 45000 | 556324248.27 | Fairbanks | 5-C
| University of Alaska Fairbanks | North Chandalar Drive 1082 | RENEW FIXTURES AND FINISHES IN BATHROOM 3@ $5K | 15000 | 556339248.27 | 15000 | 556339248.27 | Fairbanks | 5-C
| University of Alaska Fairbanks | North Chandalar Drive 1082 | REPAIR ROOF SOFFIT | 6000 | 556345248.27 | 6000 | 556345248.27 | Fairbanks | 5-C
| University of Alaska Fairbanks | North Chandalar Drive 1082 | REPAIR, LEVEL TRANSITION TO GARAGE AND PAVE DRIVES 3 @ $8K PER DRIVEWAY | 24000 | 556369248.27 | 24000 | 556369248.27 | Fairbanks | 5-C
| University of Alaska Fairbanks | North Chandalar Drive 1082 | REPLACE ENTRY STAIRS AND SIDEWALK | 40000 | 556409248.27 | 40000 | 556409248.27 | Fairbanks | 5-C
| University of Alaska Fairbanks | North Chandalar Drive 1082 | REPLACE EXTERIOR DOOR | 8000 | 556417248.27 | 8000 | 556417248.27 | Fairbanks | 5-C
| University of Alaska Fairbanks | North Chandalar Drive 1082 | REPLACE INSULATION/VAPOR BARRIER/SHEETROCK | 140000 | 556557248.27 | 140000 | 556557248.27 | Fairbanks | 5-C
| University of Alaska Fairbanks | North Chandalar Drive 1082 | REPLACE INTERIOR DOOR HARDWARE | 9000 | 556566248.27 | 9000 | 556566248.27 | Fairbanks | 5-C
| University of Alaska Fairbanks | North Chandalar Drive 1082 | REPLACE RESIDENTIAL FIRE ALARM | 20000 | 556586248.27 | 20000 | 556586248.27 | Fairbanks | 5-C
| University of Alaska Fairbanks | North Chandalar Drive 1082 | REPLACE ROOF FLASHING | 12000 | 556598248.27 | 12000 | 556598248.27 | Fairbanks | 5-C
| University of Alaska Fairbanks | North Chandalar Drive 1082 | WATERPROOF FOUNDATIONS AND SITE DRAINS AT WINDOWS FOR EGRESS | 23000 | 556621248.27 | 23000 | 556621248.27 | Fairbanks | 5-C
| University of Alaska Fairbanks | Octagon-Koyukuk (Ski Hut) | REFINISH INTERIOR WALLS, FLOORS AND CEILINGS | 20000 | 556641248.27 | 20000 | 556641248.27 | Fairbanks | 5-C
| University of Alaska Fairbanks | O'Neill Hazmat Building | REPLACE HAZMAT UNIT | 300000 | 556941248.27 | 300000 | 556941248.27 | Fairbanks | 5-C
| University of Alaska Fairbanks | O'Neill, William A. Resources Building | ABATE ACM ACOUSTIC SPRAYED CLASSROOM CEILINGS | 238000 | 557179248.27 | 238000 | 557179248.27 | Fairbanks | 5-C
| University of Alaska Fairbanks | O'Neill, William A. Resources Building | ABATE BURIED FUEL TANK-O'NEILL | 109000 | 557288248.27 | 109000 | 557288248.27 | Fairbanks | 5-C
| University of Alaska Fairbanks | O'Neill, William A. Resources Building | Asbestos Abatement | 937140 | 558225388.27 | 937140 | 558225388.27 | Fairbanks | 5-C
| University of Alaska Fairbanks | O'Neill, William A. Resources Building | CHEMICAL STORAGE ROOM | 700000 | 558925388.27 | 700000 | 558925388.27 | Fairbanks | 5-C
| University of Alaska Fairbanks | O'Neill, William A. Resources Building | CONSTRUCT FIRE WALLS AND SEPARATE RETURN AIR PATHS | 800000 | 559725388.27 | 800000 | 559725388.27 | Fairbanks | 5-C
| University of Alaska Fairbanks | O'Neill, William A. Resources Building | DOORS AND HARDWARE | 674960 | 560400348.27 | 674960 | 560400348.27 | Fairbanks | 5-C
| University of Alaska Fairbanks | O'Neill, William A. Resources Building | ENCLOSE/ADD AIR SHAFT PERMANENT FALL PROTECTION | 361000 | 560761348.27 | 361000 | 560761348.27 | Fairbanks | 5-C
| University of Alaska Fairbanks | O'Neill, William A. Resources Building | ENERGY CONSERVATION LIGHTING UPGRADES | 813250 | 561574598.27 | 813250 | 561574598.27 | Fairbanks | 5-C
| University of Alaska Fairbanks | O'Neill, William A. Resources Building | EXTERIOR ARCHITECTURAL RENOVATIONS | 1138000 | 562712598.27 | 1138000 | 562712598.27 | Fairbanks | 5-C
| University of Alaska Fairbanks | O'Neill, William A. Resources Building | FLOOR TRUSS TO COLUMN SEISMIC CORRECTIONS | 792000 | 563504598.27 | 792000 | 563504598.27 | Fairbanks | 5-C
| University of Alaska Fairbanks | O'Neill, William A. Resources Building | INFILL OFFICE AND SUPPORT SPACE | 2385000 | 565889598.27 | 2385000 | 565889598.27 | Fairbanks | 5-C
| University of Alaska Fairbanks | O'Neill, William A. Resources Building | INSTALL A HEARING LOOP. | 10000 | 565899598.27 | 10000 | 565899598.27 | Fairbanks | 5-C
| University of Alaska Fairbanks | O'Neill, William A. Resources Building | INSTALL CONDENSATE VENT | 172000 | 566071598.27 | 172000 | 566071598.27 | Fairbanks | 5-C
| University of Alaska Fairbanks | O'Neill, William A. Resources Building | INSTALL HEAT RECOVERY SYSTEM | 1026740 | 567098338.27 | 1026740 | 567098338.27 | Fairbanks | 5-C
| University of Alaska Fairbanks | O'Neill, William A. Resources Building | INSTALL VIDEO SURVEILLANCE SYSTEM | 612040 | 567710378.27 | 612040 | 567710378.27 | Fairbanks | 5-C
| University of Alaska Fairbanks | O'Neill, William A. Resources Building | INSULATE / FINISH SERVICE TOWERS | 982000 | 568692378.27 | 982000 | 568692378.27 | Fairbanks | 5-C
| University of Alaska Fairbanks | O'Neill, William A. Resources Building | ISOLATE LABS FROM COMMON INTERSTITIAL SPACE AND ADJACENT OFFICES AND CORRIDORS FOR CODE AND AIR QUALITY COMPLIANCE. | 10441000 | 579133378.27 | 10441000 | 579133378.27 | Fairbanks | 5-C
| University of Alaska Fairbanks | O'Neill, William A. Resources Building | LAB ELECTRICAL CODE CORRECTIONS | 972000 | 580105378.27 | 972000 | 580105378.27 | Fairbanks | 5-C
| University of Alaska Fairbanks | O'Neill, William A. Resources Building | LAB PLUMBING UPGRADE | 617000 | 580722378.27 | 617000 | 580722378.27 | Fairbanks | 5-C
| University of Alaska Fairbanks | O'Neill, William A. Resources Building | O'NEILL ELEVATOR MODERNIZATION (#44) | 350000 | 581072378.27 | 350000 | 581072378.27 | Fairbanks | 5-C
| University of Alaska Fairbanks | O'Neill, William A. Resources Building | RENOVATE ELECTRICAL SERVICE | 2330000 | 583402378.27 | 2330000 | 583402378.27 | Fairbanks | 5-C
| University of Alaska Fairbanks | O'Neill, William A. Resources Building | RENOVATE LAB CASEWORK AND FINISHES | 1000000 | 584402378.27 | 1000000 | 584402378.27 | Fairbanks | 5-C
| University of Alaska Fairbanks | O'Neill, William A. Resources Building | RENOVATE ROOM FINISHES | 2163000 | 586565378.27 | 2163000 | 586565378.27 | Fairbanks | 5-C
| University of Alaska Fairbanks | O'Neill, William A. Resources Building | RENOVATE THE EXISING RESTOOM TO MODERNIZE, IMPROVE ADA AND THE AVIAILBITY OF GENDER -INCLUSIVE RESTROOMS | 550000 | 587115378.27 | 550000 | 587115378.27 | Fairbanks | 5-C
| University of Alaska Fairbanks | O'Neill, William A. Resources Building | REPLACE DATA/TELECOM SYSTEM | 2137995 | 589253373.27 | 2137995 | 589253373.27 | Fairbanks | 5-C
| University of Alaska Fairbanks | O'Neill, William A. Resources Building | REPLACE ELECTRICAL SWITCHES AND OUTLETS; ADD GFCA | 1601600 | 590854973.27 | 1601600 | 590854973.27 | Fairbanks | 5-C
| University of Alaska Fairbanks | O'Neill, William A. Resources Building | REPLACE EXTERIOR EGRESS DOORS, INSULATED | 161000 | 591015973.27 | 161000 | 591015973.27 | Fairbanks | 5-C
| University of Alaska Fairbanks | O'Neill, William A. Resources Building | REPLACE FIRE ALARM SYSTEM | 214000 | 591229973.27 | 214000 | 591229973.27 | Fairbanks | 5-C
| University of Alaska Fairbanks | O'Neill, William A. Resources Building | REPLACE HVAC SYSTEM-FANS, DUCTS, VAV'S | 3557000 | 594786973.27 | 3557000 | 594786973.27 | Fairbanks | 5-C
| University of Alaska Fairbanks | O'Neill, William A. Resources Building | REPLACE HYDRONIC HEATING SYSTEM AND ADD PERIMETER HEATING | 3359800 | 598146773.27 | 3359800 | 598146773.27 | Fairbanks | 5-C
| University of Alaska Fairbanks | O'Neill, William A. Resources Building | REPLACE SPRINKLER SYSTEM | 1284640 | 599431413.27 | 1284640 | 599431413.27 | Fairbanks | 5-C
| University of Alaska Fairbanks | O'Neill, William A. Resources Building | REPLACE UNBRACED OLD CEILING SYSTEM | 1091000 | 600522413.27 | 1091000 | 600522413.27 | Fairbanks | 5-C
| University of Alaska Fairbanks | O'Neill, William A. Resources Building | REPLACE WATER LINES AND EQUIPMENT | 1522995 | 602045408.27 | 1522995 | 602045408.27 | Fairbanks | 5-C
| University of Alaska Fairbanks | O'Neill, William A. Resources Building | RETROFIT HVAC CONTROLS WITH DDC CONTROLS | 546000 | 602591408.27 | 546000 | 602591408.27 | Fairbanks | 5-C
| University of Alaska Fairbanks | O'Neill, William A. Resources Building | REVITALIZATION DESIGN | 643000 | 603234408.27 | 643000 | 603234408.27 | Fairbanks | 5-C
| University of Alaska Fairbanks | O'Neill, William A. Resources Building | SEISMIC UPGRADES AND BRACING | 1308000 | 604542408.27 | 1308000 | 604542408.27 | Fairbanks | 5-C
| University of Alaska Fairbanks | O'Neill, William A. Resources Building | SITE REMEDIATION | 84000 | 604626408.27 | 84000 | 604626408.27 | Fairbanks | 5-C
| University of Alaska Fairbanks | O'Neill, William A. Resources Building | STAIR REPLACMENT | 200000 | 604826408.27 | 200000 | 604826408.27 | Fairbanks | 5-C
| University of Alaska Fairbanks | O'Neill, William A. Resources Building | STAIRWELL AND BUILDING ENTRANCE RENOVATIONS | 427400 | 605253808.27 | 427400 | 605253808.27 | Fairbanks | 5-C
| University of Alaska Fairbanks | O'Neill, William A. Resources Building | SWITCHGEAR REPLACEMENT | 880000 | 606133808.27 | 880000 | 606133808.27 | Fairbanks | 5-C
| University of Alaska Fairbanks | O'Neill, William A. Resources Building | UPGRADE BUILDING COOLING SYSTEM | 826000 | 606959808.27 | 826000 | 606959808.27 | Fairbanks | 5-C
| University of Alaska Fairbanks | O'Neill, William A. Resources Building | UPGRADE DATA AND ELECTRICAL UTILITY ACCESS | 230000 | 607189808.27 | 230000 | 607189808.27 | Fairbanks | 5-C
| University of Alaska Fairbanks | Patty Ice Arena | ADD AN ADA RESTROOM ON THE FIRST FLOOR | 150000 | 607339808.27 | 150000 | 607339808.27 | Fairbanks | 5-C
| University of Alaska Fairbanks | Patty Ice Arena | INSTALL ALTHETIC FLOORING IN THE SECOND FLOOR SPIN ROOM, ROOM 203 | 50000 | 607389808.27 | 50000 | 607389808.27 | Fairbanks | 5-C
| University of Alaska Fairbanks | Patty Ice Arena | PROVIDE A ELEVATOR | 500000 | 607889808.27 | 500000 | 607889808.27 | Fairbanks | 5-C
| University of Alaska Fairbanks | Patty Ice Arena | REPAIR SITE DRAINAGE ON THE NORTH EAST | 170000 | 608059808.27 | 170000 | 608059808.27 | Fairbanks | 5-C
| University of Alaska Fairbanks | Patty Ice Arena | REPLACE ICE EQUIPMENT -COMPRESSORS, PIPING, CONTROLS | 3570000 | 611629808.27 | 3570000 | 611629808.27 | Fairbanks | 5-C
| University of Alaska Fairbanks | Patty Ice Arena | REPLACE LOWER LEVEL DOOR AND ADD RELITES | 180000 | 611809808.27 | 180000 | 611809808.27 | Fairbanks | 5-C
| University of Alaska Fairbanks | Patty Ice Arena | REVITALIZE INTERIOR FINISHES: PAINT AND FLOORING | 250000 | 612059808.27 | 250000 | 612059808.27 | Fairbanks | 5-C
| University of Alaska Fairbanks | Patty Ice Arena | SPINKELER HEADS REPLACEMENT IN THE ICE ARENA | 200000 | 612259808.27 | 200000 | 612259808.27 | Fairbanks | 5-C
| University of Alaska Fairbanks | Patty Ice Arena | TEAM ROOM REMODELING | 605000 | 612864808.27 | 605000 | 612864808.27 | Fairbanks | 5-C
| University of Alaska Fairbanks | Patty Ice Arena | UPGRADE HVAC SYSTEMS (EXPAND PENTHOUSE) | 5000000 | 617864808.27 | 5000000 | 617864808.27 | Fairbanks | 5-C
| University of Alaska Fairbanks | Patty, Ernest N. Center | ADD AN ELEVATOR OR WHEELCHAIR LIFT. | 150000 | 618014808.27 | 150000 | 618014808.27 | Fairbanks | 5-C
| University of Alaska Fairbanks | Patty, Ernest N. Center | BUILDING ENVELOPE IMPROVEMENT | 1600000 | 619614808.27 | 1600000 | 619614808.27 | Fairbanks | 5-C
| University of Alaska Fairbanks | Patty, Ernest N. Center | FIRE RATE STRUCTURE | 1800000 | 621414808.27 | 1800000 | 621414808.27 | Fairbanks | 5-C
| University of Alaska Fairbanks | Patty, Ernest N. Center | IMPROVE FIRE EGRESS FROM PATTY CENTER | 813000 | 622227808.27 | 813000 | 622227808.27 | Fairbanks | 5-C
| University of Alaska Fairbanks | Patty, Ernest N. Center | IMPROVE THE NORTH PARKING LOT FOR ADA | 122000 | 622349808.27 | 122000 | 622349808.27 | Fairbanks | 5-C
| University of Alaska Fairbanks | Patty, Ernest N. Center | INSTALL EXTERIOR LIGHTING | 97000 | 622446808.27 | 97000 | 622446808.27 | Fairbanks | 5-C
| University of Alaska Fairbanks | Patty, Ernest N. Center | MODIFY RAMP TO VESTIBULE 100V1 | 720000 | 623166808.27 | 720000 | 623166808.27 | Fairbanks | 5-C
| University of Alaska Fairbanks | Patty, Ernest N. Center | POOL REFURSHIMENT | 7000000 | 630166808.27 | 7000000 | 630166808.27 | Fairbanks | 5-C
| University of Alaska Fairbanks | Patty, Ernest N. Center | PROVIDE A CURB RAMP AND ACCESSIBLE PARKING WITH PLUG-IN. | 25000 | 630191808.27 | 25000 | 630191808.27 | Fairbanks | 5-C
| University of Alaska Fairbanks | Patty, Ernest N. Center | RENEW BUILDING HVAC AND HYDRONIC SYSTEM. SEPARATE THE BUILDING AND POOL MECHANICAL SYSTEM. | 5625000 | 635816808.27 | 5625000 | 635816808.27 | Fairbanks | 5-C
| University of Alaska Fairbanks | Patty, Ernest N. Center | RENOVATE ATHLETICS SCORE DISPLAYS | 142000 | 635958808.27 | 142000 | 635958808.27 | Fairbanks | 5-C
| University of Alaska Fairbanks | Patty, Ernest N. Center | RENOVATE EXTERIOR FINISH AND VAPOR BARRIER | 2900000 | 638858808.27 | 2900000 | 638858808.27 | Fairbanks | 5-C
| University of Alaska Fairbanks | Patty, Ernest N. Center | RENOVATE LOCKER ROOM SHOWERS | 1850000 | 640708808.27 | 1850000 | 640708808.27 | Fairbanks | 5-C
| University of Alaska Fairbanks | Patty, Ernest N. Center | RENOVATE NCAA DIV.1 RIFLE RANGE AND EQUIPMENT | 1000000 | 641708808.27 | 1000000 | 641708808.27 | Fairbanks | 5-C
| University of Alaska Fairbanks | Patty, Ernest N. Center | RENOVATE OLD PLUMBING | 4000000 | 645708808.27 | 4000000 | 645708808.27 | Fairbanks | 5-C
| University of Alaska Fairbanks | Patty, Ernest N. Center | REPAINT CONCRETE WALLS | 145000 | 645853808.27 | 145000 | 645853808.27 | Fairbanks | 5-C
| University of Alaska Fairbanks | Patty, Ernest N. Center | REPLACE GYM FLOOR | 600000 | 646453808.27 | 600000 | 646453808.27 | Fairbanks | 5-C
| University of Alaska Fairbanks | Patty, Ernest N. Center | REPLACE STOREFRONTS | 450000 | 646903808.27 | 450000 | 646903808.27 | Fairbanks | 5-C
| University of Alaska Fairbanks | Patty, Ernest N. Center | REPLACE SUSPENDED CEILINGS | 422000 | 647325808.27 | 422000 | 647325808.27 | Fairbanks | 5-C
| University of Alaska Fairbanks | Patty, Ernest N. Center | RESTROOM UPGRADE | 1300000 | 648625808.27 | 1300000 | 648625808.27 | Fairbanks | 5-C
| University of Alaska Fairbanks | Patty, Ernest N. Center | REVITALIZE INTERIOR FINISHES | 2132000 | 650757808.27 | 2132000 | 650757808.27 | Fairbanks | 5-C
| University of Alaska Fairbanks | Patty, Ernest N. Center | ROOF REPAIRS | 650000 | 651407808.27 | 650000 | 651407808.27 | Fairbanks | 5-C
| University of Alaska Fairbanks | Patty, Ernest N. Center | UPGRADE FIRE ALARM SYSTEM | 250000 | 651657808.27 | 250000 | 651657808.27 | Fairbanks | 5-C
| University of Alaska Fairbanks | Patty, Ernest N. Center | UPGRADE LOCKER ROOM 114 AND 110 | 1500000 | 653157808.27 | 1500000 | 653157808.27 | Fairbanks | 5-C
| University of Alaska Fairbanks | Patty, Ernest N. Center | UPGRADE RESTROOMS AND ADA ACCESIBBLE STALLS | 550000 | 653707808.27 | 550000 | 653707808.27 | Fairbanks | 5-C
| University of Alaska Fairbanks | Patty, Ernest N. Center | UPGRADE SPRINKLER SYSTEM | 1265715 | 654973523.27 | 1265715 | 654973523.27 | Fairbanks | 5-C
| University of Alaska Fairbanks | Physical Plant | ARCHITECTURAL REPAIRS: INTERIOR FINISHES REFURB | 650000 | 655623523.27 | 650000 | 655623523.27 | Fairbanks | 5-C
| University of Alaska Fairbanks | Physical Plant | ELECTRICAL SYSTEM REPLACEMENT | 150000 | 655773523.27 | 150000 | 655773523.27 | Fairbanks | 5-C
| University of Alaska Fairbanks | Physical Plant | FIRE ALARM REPLACEMENT | 200000 | 655973523.27 | 200000 | 655973523.27 | Fairbanks | 5-C
| University of Alaska Fairbanks | Physical Plant | FIRE EGRESS CORRECTIONS/STAIRWELL REPLACEMENT | 650000 | 656623523.27 | 650000 | 656623523.27 | Fairbanks | 5-C
| University of Alaska Fairbanks | Physical Plant | HAZARDOUS MATERIALS ABATEMENT | 150000 | 656773523.27 | 150000 | 656773523.27 | Fairbanks | 5-C
| University of Alaska Fairbanks | Physical Plant | INSTALL EMERGENCY POWER | 515000 | 657288523.27 | 515000 | 657288523.27 | Fairbanks | 5-C
| University of Alaska Fairbanks | Physical Plant | MECHANICAL SYSTEM REPLACEMENT IN NORTHWEST OF BUILDING | 1250000 | 658538523.27 | 1250000 | 658538523.27 | Fairbanks | 5-C
| University of Alaska Fairbanks | Physical Plant | NW QUADRANT LIGHTING REPLACEMENT | 125000 | 658663523.27 | 125000 | 658663523.27 | Fairbanks | 5-C
| University of Alaska Fairbanks | Physical Plant | PHYSICAL PLANT PARKING LOT: RESURFACE/ASPHALT | 650000 | 659313523.27 | 650000 | 659313523.27 | Fairbanks | 5-C
| University of Alaska Fairbanks | Physical Plant | REPLACE APPROX.2478 SF OF BUR. ROOF APPROX. 48 YEARS OLD | 100000 | 659413523.27 | 100000 | 659413523.27 | Fairbanks | 5-C
| University of Alaska Fairbanks | Physical Plant | REPLACE LIFT STATION IN UTILIDOR | 125000 | 659538523.27 | 125000 | 659538523.27 | Fairbanks | 5-C
| University of Alaska Fairbanks | Physical Plant | STRUCTURAL IMPROVEMENTS | 1250000 | 660788523.27 | 1250000 | 660788523.27 | Fairbanks | 5-C
| University of Alaska Fairbanks | Rainey-Skarland Cabin | DOOR AND WINDOW REPLACEMENT | 26000 | 660814523.27 | 26000 | 660814523.27 | Fairbanks | 5-C
| University of Alaska Fairbanks | Rainey-Skarland Cabin | KITCHEN REMODEL (TO PERIOD CONDITION) | 20000 | 660834523.27 | 20000 | 660834523.27 | Fairbanks | 5-C
| University of Alaska Fairbanks | Rainey-Skarland Cabin | LOWER COURSE LOG REPLACEMENT | 26000 | 660860523.27 | 26000 | 660860523.27 | Fairbanks | 5-C
| University of Alaska Fairbanks | Rainey-Skarland Cabin | UTILIDOR TIE-IN HYDRONIC HEAT | 80000 | 660940523.27 | 80000 | 660940523.27 | Fairbanks | 5-C
| University of Alaska Fairbanks | Rasmuson, Elmer E. Library | AIR HANDLING UNIT REPLACEMENT | 150000 | 661090523.27 | 150000 | 661090523.27 | Fairbanks | 5-C
| University of Alaska Fairbanks | Rasmuson, Elmer E. Library | CARPET/FLOORING REPLACEMENT ALL 6 FLOORS 178,686 GSF | 1786860 | 662877383.27 | 1786860 | 662877383.27 | Fairbanks | 5-C
| University of Alaska Fairbanks | Rasmuson, Elmer E. Library | CORRECT DRAINAGE ON ADA ACCESSIBLE RAMP. | 225000 | 663102383.27 | 225000 | 663102383.27 | Fairbanks | 5-C
| University of Alaska Fairbanks | Rasmuson, Elmer E. Library | FIRE ALARM REPLACEMENT | 485000 | 663587383.27 | 485000 | 663587383.27 | Fairbanks | 5-C
| University of Alaska Fairbanks | Rasmuson, Elmer E. Library | RARE BOOK COOLER REPAIRS | 205000 | 663792383.27 | 205000 | 663792383.27 | Fairbanks | 5-C
| University of Alaska Fairbanks | Rasmuson, Elmer E. Library | RASMUSON STUDENT SUCCESS CENTER | 1500000 | 665292383.27 | 1500000 | 665292383.27 | Fairbanks | 5-C
| University of Alaska Fairbanks | Rasmuson, Elmer E. Library | RESTROOM UPGRADETO MODERNIZE , TO GENDER INCLUSIVE RESTROOMS TO SIGNGLE ROOM RESTROOMS AND IMPROVE ADA ACCESSIBLITY | 650000 | 665942383.27 | 650000 | 665942383.27 | Fairbanks | 5-C
| University of Alaska Fairbanks | Rasmuson, Elmer E. Library | ROOF REPLACEMENT | 770000 | 666712383.27 | 770000 | 666712383.27 | Fairbanks | 5-C
| University of Alaska Fairbanks | Rasmuson, Elmer E. Library | UPGRADE THE STUDY CARRES | 350000 | 667062383.27 | 350000 | 667062383.27 | Fairbanks | 5-C
| University of Alaska Fairbanks | Reichardt, Paul B. Building | ADD A GENDER INCLUSIVE RESTROOM. | 200000 | 667262383.27 | 200000 | 667262383.27 | Fairbanks | 5-C
| University of Alaska Fairbanks | Reichardt, Paul B. Building | DETERMINE THE REQUIRED NUMBER OF ADA SEATS | 2000 | 667264383.27 | 2000 | 667264383.27 | Fairbanks | 5-C
| University of Alaska Fairbanks | Reichardt, Paul B. Building | ENERGY HEAT RECOVERY | 217000 | 667481383.27 | 217000 | 667481383.27 | Fairbanks | 5-C
| University of Alaska Fairbanks | Reichardt, Paul B. Building | FACILITY CONDITION ASSESSMENT | 75000 | 667556383.27 | 75000 | 667556383.27 | Fairbanks | 5-C
| University of Alaska Fairbanks | Reichardt, Paul B. Building | FLOORING REPLACEMENT IN ALL PUBLIC SPACES WITH 2'X2' TILES. | 350000 | 667906383.27 | 350000 | 667906383.27 | Fairbanks | 5-C
| University of Alaska Fairbanks | Reichardt, Paul B. Building | INSTALL ADA OPERATOR TO OPEN THE DOUBLE SET OF DOORS. | 65000 | 667971383.27 | 65000 | 667971383.27 | Fairbanks | 5-C
| University of Alaska Fairbanks | Reichardt, Paul B. Building | INSTALL HEARING LOOP. | 10000 | 667981383.27 | 10000 | 667981383.27 | Fairbanks | 5-C
| University of Alaska Fairbanks | Reichardt, Paul B. Building | MODIFY RESTROOM TO IMPROVE ADA ACCESSIBLITY | 550000 | 668531383.27 | 550000 | 668531383.27 | Fairbanks | 5-C
| University of Alaska Fairbanks | Reichardt, Paul B. Building | NEW DIVIDER WALL | 400000 | 668931383.27 | 400000 | 668931383.27 | Fairbanks | 5-C
| University of Alaska Fairbanks | Reichardt, Paul B. Building | RE-FINISH WOOD CASEWORK IN THE PUBLIC AREA | 65000 | 668996383.27 | 65000 | 668996383.27 | Fairbanks | 5-C
| University of Alaska Fairbanks | Reichardt, Paul B. Building | RESTROOM FIXTURES AND FINISHES REPLACEMENT | 712000 | 669708383.27 | 712000 | 669708383.27 | Fairbanks | 5-C
| University of Alaska Fairbanks | Reichardt, Paul B. Building | ROOF REPLACEMENT | 2200000 | 671908383.27 | 2200000 | 671908383.27 | Fairbanks | 5-C
| University of Alaska Fairbanks | Rifle Range Shelter | BULLET BARRICADES REPLACEMENT | 473000 | 672381383.27 | 473000 | 672381383.27 | Fairbanks | 5-C
| University of Alaska Fairbanks | Rifle Range Shelter | STORAGE STRUCTURES REPLACEMENT | 354000 | 672735383.27 | 354000 | 672735383.27 | Fairbanks | 5-C
| University of Alaska Fairbanks | Signers' Hall | ADD A SECURITY DOOR ON THE SIGNERS' SIDE OF THE ELEVATOR & UNLOCK THE EIELSON DOOR. | 50000 | 672785383.27 | 50000 | 672785383.27 | Fairbanks | 5-C
| University of Alaska Fairbanks | Signers' Hall | BUILDING ENVELOPE UPGRADE | 2100000 | 674885383.27 | 2100000 | 674885383.27 | Fairbanks | 5-C
| University of Alaska Fairbanks | Signers' Hall | CARPET REPLACEMENT | 250000 | 675135383.27 | 250000 | 675135383.27 | Fairbanks | 5-C
| University of Alaska Fairbanks | Signers' Hall | CLERESTORY GLARE CONTROL INSTALLMENT | 33000 | 675168383.27 | 33000 | 675168383.27 | Fairbanks | 5-C
| University of Alaska Fairbanks | Signers' Hall | ELECTRICAL CODE WORK | 650000 | 675818383.27 | 650000 | 675818383.27 | Fairbanks | 5-C
| University of Alaska Fairbanks | Signers' Hall | EMERGENCY LIGHTING INSTALLATION | 325000 | 676143383.27 | 325000 | 676143383.27 | Fairbanks | 5-C
| University of Alaska Fairbanks | Signers' Hall | EXTERIOR STAIR REPLACEMENT | 162000 | 676305383.27 | 162000 | 676305383.27 | Fairbanks | 5-C
| University of Alaska Fairbanks | Signers' Hall | FA SYSTEM REPLACEMENT | 350000 | 676655383.27 | 350000 | 676655383.27 | Fairbanks | 5-C
| University of Alaska Fairbanks | Signers' Hall | HVAC SYSTEMS AND HEAT EXCHANGE UPGRADES | 450000 | 677105383.27 | 450000 | 677105383.27 | Fairbanks | 5-C
| University of Alaska Fairbanks | Signers' Hall | INSTALL HANDRAILS. | 85000 | 677190383.27 | 85000 | 677190383.27 | Fairbanks | 5-C
| University of Alaska Fairbanks | Signers' Hall | LIGHTING SYSTEMS UPGRADES | 300000 | 677490383.27 | 300000 | 677490383.27 | Fairbanks | 5-C
| University of Alaska Fairbanks | Signers' Hall | PLUMBING SYSTEMS UPGRADES | 400000 | 677890383.27 | 400000 | 677890383.27 | Fairbanks | 5-C
| University of Alaska Fairbanks | Signers' Hall | REBUILD THE RAMPS & INSTALL HANDRAILS. | 80000 | 677970383.27 | 80000 | 677970383.27 | Fairbanks | 5-C
| University of Alaska Fairbanks | Signers' Hall | SECURITY SYSTEM UPGRADE | 160000 | 678130383.27 | 160000 | 678130383.27 | Fairbanks | 5-C
| University of Alaska Fairbanks | Signers' Hall | SPRINKLER SYSTEM UPGRADE & BACKFLOW PREVENTER INSTALLATION | 90000 | 678220383.27 | 90000 | 678220383.27 | Fairbanks | 5-C
| University of Alaska Fairbanks | Signers' Hall | WINDOW, STOREFRONT, AND DOOR REPLACEMENT | 550000 | 678770383.27 | 550000 | 678770383.27 | Fairbanks | 5-C
| University of Alaska Fairbanks | Skarland, Ivar Hall | ADA MODIDIFICATION FOR ROOM 105, 107 AND 109 | 250000 | 679020383.27 | 250000 | 679020383.27 | Fairbanks | 5-C
| University of Alaska Fairbanks | Skarland, Ivar Hall | CONVERT PNEUMATIC CONTROLS TO DIRECT DIGITAL CONTROLS | 450000 | 679470383.27 | 450000 | 679470383.27 | Fairbanks | 5-C
| University of Alaska Fairbanks | Skarland, Ivar Hall | PROVIDE FRONT LOAD WASHING MACHINE AT THIRD FLOOR LAUNDRY. | 5000 | 679475383.27 | 5000 | 679475383.27 | Fairbanks | 5-C
| University of Alaska Fairbanks | Skarland, Ivar Hall | UPPER DORMITORY EMERGENCY EGRESS CODE CORRECTIONS | 580000 | 680055383.27 | 580000 | 680055383.27 | Fairbanks | 5-C
| University of Alaska Fairbanks | Stevens, Morton Hall | FAN ROOM UPGRADE | 450000 | 680505383.27 | 450000 | 680505383.27 | Fairbanks | 5-C
| University of Alaska Fairbanks | Stevens, Morton Hall | FLOORING AND FINISHES UPGRADE | 250000 | 680755383.27 | 250000 | 680755383.27 | Fairbanks | 5-C
| University of Alaska Fairbanks | Stevens, Morton Hall | PROVIDE A WHEELCHAIR LIFT. | 95000 | 680850383.27 | 95000 | 680850383.27 | Fairbanks | 5-C
| University of Alaska Fairbanks | Stevens, Morton Hall | RENOVATE RESTROOM 200R1 TO IMPROVE ACCESSIBLITY | 85000 | 680935383.27 | 85000 | 680935383.27 | Fairbanks | 5-C
| University of Alaska Fairbanks | Stevens, Morton Hall | RESTROOM UPGRADE | 730000 | 681665383.27 | 730000 | 681665383.27 | Fairbanks | 5-C
| University of Alaska Fairbanks | Stevens, Morton Hall | STEAM PIPING UPGRADE | 25000 | 681690383.27 | 25000 | 681690383.27 | Fairbanks | 5-C
| University of Alaska Fairbanks | Stevens, Morton Hall | STOREFRONT REPLACEMENT | 185000 | 681875383.27 | 185000 | 681875383.27 | Fairbanks | 5-C
| University of Alaska Fairbanks | Stevens, Morton Hall | WINDOW REPLACEMENT | 240000 | 682115383.27 | 240000 | 682115383.27 | Fairbanks | 5-C
| University of Alaska Fairbanks | Stuart, Walter T. Hall | ENTRY STAIRS REPAIRS | 80000 | 682195383.27 | 80000 | 682195383.27 | Fairbanks | 5-C
| University of Alaska Fairbanks | Stuart, Walter T. Hall | HANDRAIL REPAIRS | 33000 | 682228383.27 | 33000 | 682228383.27 | Fairbanks | 5-C
| University of Alaska Fairbanks | Stuart, Walter T. Hall | HVAC REPAIRS | 274000 | 682502383.27 | 274000 | 682502383.27 | Fairbanks | 5-C
| University of Alaska Fairbanks | Stuart, Walter T. Hall | KITCHEN EXHAUST FANS REPAIRS | 31000 | 682533383.27 | 31000 | 682533383.27 | Fairbanks | 5-C
| University of Alaska Fairbanks | Stuart, Walter T. Hall | MECHANICAL ROOM VENTILATION | 250000 | 682783383.27 | 250000 | 682783383.27 | Fairbanks | 5-C
| University of Alaska Fairbanks | Stuart, Walter T. Hall | PAINT EXTERIOR SURFACES | 104000 | 682887383.27 | 104000 | 682887383.27 | Fairbanks | 5-C
| University of Alaska Fairbanks | Stuart, Walter T. Hall | REFINISH INTERIOR WALLS, FLOORS, CEILINGS | 202000 | 683089383.27 | 202000 | 683089383.27 | Fairbanks | 5-C
| University of Alaska Fairbanks | Stuart, Walter T. Hall | RENEW ELECTRICAL DISTRIBUTION | 373800 | 683463183.27 | 373800 | 683463183.27 | Fairbanks | 5-C
| University of Alaska Fairbanks | Stuart, Walter T. Hall | REPLACE BASE MOLDING | 37000 | 683500183.27 | 37000 | 683500183.27 | Fairbanks | 5-C
| University of Alaska Fairbanks | Stuart, Walter T. Hall | REPLACE BASEBOARD HEATER COVER | 200000 | 683700183.27 | 200000 | 683700183.27 | Fairbanks | 5-C
| University of Alaska Fairbanks | Stuart, Walter T. Hall | REPLACE EXTERIOR DOOR | 31000 | 683731183.27 | 31000 | 683731183.27 | Fairbanks | 5-C
| University of Alaska Fairbanks | Stuart, Walter T. Hall | REPLACE FLOOR HEATERS | 150000 | 683881183.27 | 150000 | 683881183.27 | Fairbanks | 5-C
| University of Alaska Fairbanks | Stuart, Walter T. Hall | REPLACE LIGHTS | 69000 | 683950183.27 | 69000 | 683950183.27 | Fairbanks | 5-C
| University of Alaska Fairbanks | Stuart, Walter T. Hall | REPLACE SHOWER STALLS | 92000 | 684042183.27 | 92000 | 684042183.27 | Fairbanks | 5-C
| University of Alaska Fairbanks | Stuart, Walter T. Hall | REPLACE TOILET FIXTURE | 92000 | 684134183.27 | 92000 | 684134183.27 | Fairbanks | 5-C
| University of Alaska Fairbanks | Stuart, Walter T. Hall | REPLACE TRIM | 37000 | 684171183.27 | 37000 | 684171183.27 | Fairbanks | 5-C
| University of Alaska Fairbanks | Student Recreation Center | CONSTRUCT PAVED ROAD FOR FIRE LANE FROM GATE TO WEST OF BLDG. | 250000 | 684421183.27 | 250000 | 684421183.27 | Fairbanks | 5-C
| University of Alaska Fairbanks | Student Recreation Center | INSTALL WATER FOUNTAIN SKIRTS ONTO WATER FOUNTAINS. | 10000 | 684431183.27 | 10000 | 684431183.27 | Fairbanks | 5-C
| University of Alaska Fairbanks | Student Recreation Center | REPAIR HEATING SYSTEM | 400000 | 684831183.27 | 400000 | 684831183.27 | Fairbanks | 5-C
| University of Alaska Fairbanks | Student Recreation Center | RESTROOM/SHOWER/LOCKER RENOVATION STUDY | 50000 | 684881183.27 | 50000 | 684881183.27 | Fairbanks | 5-C
| University of Alaska Fairbanks | Sustainable Student Housing Village 1 | MISC. | 10000 | 684891183.27 | 10000 | 684891183.27 | Fairbanks | 5-C
| University of Alaska Fairbanks | Sustainable Student Housing Village 2 | MISC. | 10000 | 684901183.27 | 10000 | 684901183.27 | Fairbanks | 5-C
| University of Alaska Fairbanks | Sustainable Student Housing Village 3 | MISC. | 10000 | 684911183.27 | 10000 | 684911183.27 | Fairbanks | 5-C
| University of Alaska Fairbanks | Sustainable Student Housing Village 4 | MISC. | 10000 | 684921183.27 | 10000 | 684921183.27 | Fairbanks | 5-C
| University of Alaska Fairbanks | Tanana Loop 1654 | CORRECT DEFICIENCIES/ CONDITION/SUB GRADE/DRAINAGE | 153000 | 685074183.27 | 153000 | 685074183.27 | Fairbanks | 5-C
| University of Alaska Fairbanks | Tanana Loop 1654 | ELECTRICAL DISTRIBUTION CODE CORRECTIONS/GROUNDING | 137256 | 685211439.27 | 137256 | 685211439.27 | Fairbanks | 5-C
| University of Alaska Fairbanks | Tanana Loop 1654 | INSTALL AIR TO AIR HEAT EXCHANGER | 31000 | 685242439.27 | 31000 | 685242439.27 | Fairbanks | 5-C
| University of Alaska Fairbanks | Tanana Loop 1654 | KITCHEN CABINET/APPLIANCES | 67000 | 685309439.27 | 67000 | 685309439.27 | Fairbanks | 5-C
| University of Alaska Fairbanks | Tanana Loop 1654 | PIPE INSULATION | 20000 | 685329439.27 | 20000 | 685329439.27 | Fairbanks | 5-C
| University of Alaska Fairbanks | Tanana Loop 1654 | PLUMBING REPLACEMENT | 80000 | 685409439.27 | 80000 | 685409439.27 | Fairbanks | 5-C
| University of Alaska Fairbanks | Tanana Loop 1654 | REFINISH INTERIOR WALLS, FLOORS, CEILINGS | 86000 | 685495439.27 | 86000 | 685495439.27 | Fairbanks | 5-C
| University of Alaska Fairbanks | Tanana Loop 1654 | RENEW FIXTURES AND FINISHES IN BATHROOM | 55000 | 685550439.27 | 55000 | 685550439.27 | Fairbanks | 5-C
| University of Alaska Fairbanks | Tanana Loop 1654 | REPAIR ACOUSTIC CEILING | 6000 | 685556439.27 | 6000 | 685556439.27 | Fairbanks | 5-C
| University of Alaska Fairbanks | Tanana Loop 1654 | REPAIR ROOF SOFFIT | 6000 | 685562439.27 | 6000 | 685562439.27 | Fairbanks | 5-C
| University of Alaska Fairbanks | Tanana Loop 1654 | REPAIR SPALLING SIDEWALK | 8000 | 685570439.27 | 8000 | 685570439.27 | Fairbanks | 5-C
| University of Alaska Fairbanks | Tanana Loop 1654 | REPLACE CARPET | 49000 | 685619439.27 | 49000 | 685619439.27 | Fairbanks | 5-C
| University of Alaska Fairbanks | Tanana Loop 1654 | REPLACE EXTERIOR DOOR | 8000 | 685627439.27 | 8000 | 685627439.27 | Fairbanks | 5-C
| University of Alaska Fairbanks | Tanana Loop 1654 | REPLACE RESIDENTIAL FIRE ALARM | 40000 | 685667439.27 | 40000 | 685667439.27 | Fairbanks | 5-C
| University of Alaska Fairbanks | Tanana Loop 1654 | REPLACE ROOF FLASHING | 12000 | 685679439.27 | 12000 | 685679439.27 | Fairbanks | 5-C
| University of Alaska Fairbanks | Tanana Loop 1654 | REPLACE WINDOW | 30000 | 685709439.27 | 30000 | 685709439.27 | Fairbanks | 5-C
| University of Alaska Fairbanks | Tanana Loop 1662 | CORRECT DEFICIENCIES/ CONDITION/SUB GRADE/DRAINAGE | 153000 | 685862439.27 | 153000 | 685862439.27 | Fairbanks | 5-C
| University of Alaska Fairbanks | Tanana Loop 1662 | ELECTRICAL DISTRIBUTION CODE CORRECTIONS/GROUNDING | 137256 | 685999695.27 | 137256 | 685999695.27 | Fairbanks | 5-C
| University of Alaska Fairbanks | Tanana Loop 1662 | INSTALL AIR TO AIR HEAT EXCHANGER | 31000 | 686030695.27 | 31000 | 686030695.27 | Fairbanks | 5-C
| University of Alaska Fairbanks | Tanana Loop 1662 | KITCHEN CABINET/APPLIANCES | 67000 | 686097695.27 | 67000 | 686097695.27 | Fairbanks | 5-C
| University of Alaska Fairbanks | Tanana Loop 1662 | PIPE INSULATION | 20000 | 686117695.27 | 20000 | 686117695.27 | Fairbanks | 5-C
| University of Alaska Fairbanks | Tanana Loop 1662 | PLUMBING REPLACEMENT | 80000 | 686197695.27 | 80000 | 686197695.27 | Fairbanks | 5-C
| University of Alaska Fairbanks | Tanana Loop 1662 | REFINISH INTERIOR WALLS, FLOORS, CEILINGS | 86000 | 686283695.27 | 86000 | 686283695.27 | Fairbanks | 5-C
| University of Alaska Fairbanks | Tanana Loop 1662 | RENEW FIXTURES AND FINISHES IN BATHROOM | 55000 | 686338695.27 | 55000 | 686338695.27 | Fairbanks | 5-C
| University of Alaska Fairbanks | Tanana Loop 1662 | REPAIR ACOUSTIC CEILING | 6000 | 686344695.27 | 6000 | 686344695.27 | Fairbanks | 5-C
| University of Alaska Fairbanks | Tanana Loop 1662 | REPAIR ROOF SOFFIT | 6000 | 686350695.27 | 6000 | 686350695.27 | Fairbanks | 5-C
| University of Alaska Fairbanks | Tanana Loop 1662 | REPAIR SPALLING SIDEWALK | 8000 | 686358695.27 | 8000 | 686358695.27 | Fairbanks | 5-C
| University of Alaska Fairbanks | Tanana Loop 1662 | REPLACE CARPET | 49000 | 686407695.27 | 49000 | 686407695.27 | Fairbanks | 5-C
| University of Alaska Fairbanks | Tanana Loop 1662 | REPLACE EXTERIOR DOOR | 8000 | 686415695.27 | 8000 | 686415695.27 | Fairbanks | 5-C
| University of Alaska Fairbanks | Tanana Loop 1662 | REPLACE RESIDENTIAL FIRE ALARM | 40000 | 686455695.27 | 40000 | 686455695.27 | Fairbanks | 5-C
| University of Alaska Fairbanks | Tanana Loop 1662 | REPLACE ROOF FLASHING | 12000 | 686467695.27 | 12000 | 686467695.27 | Fairbanks | 5-C
| University of Alaska Fairbanks | Tanana Loop 1662 | REPLACE WINDOW | 30000 | 686497695.27 | 30000 | 686497695.27 | Fairbanks | 5-C
| University of Alaska Fairbanks | Tanana Loop 1672 | CORRECT DEFICIENCIES/ CONDITION/SUB GRADE/DRAINAGE | 153000 | 686650695.27 | 153000 | 686650695.27 | Fairbanks | 5-C
| University of Alaska Fairbanks | Tanana Loop 1672 | ELECTRICAL DISTRIBUTION CODE CORRECTIONS/GROUNDING | 137256 | 686787951.27 | 137256 | 686787951.27 | Fairbanks | 5-C
| University of Alaska Fairbanks | Tanana Loop 1672 | INSTALL AIR TO AIR HEAT EXCHANGER | 31000 | 686818951.27 | 31000 | 686818951.27 | Fairbanks | 5-C
| University of Alaska Fairbanks | Tanana Loop 1672 | KITCHEN CABINET/APPLIANCES | 67000 | 686885951.27 | 67000 | 686885951.27 | Fairbanks | 5-C
| University of Alaska Fairbanks | Tanana Loop 1672 | PIPE INSULATION | 20000 | 686905951.27 | 20000 | 686905951.27 | Fairbanks | 5-C
| University of Alaska Fairbanks | Tanana Loop 1672 | PLUMBING REPLACEMENT | 80000 | 686985951.27 | 80000 | 686985951.27 | Fairbanks | 5-C
| University of Alaska Fairbanks | Tanana Loop 1672 | REFINISH INTERIOR WALLS, FLOORS, CEILINGS | 86000 | 687071951.27 | 86000 | 687071951.27 | Fairbanks | 5-C
| University of Alaska Fairbanks | Tanana Loop 1672 | RENEW FIXTURES AND FINISHES IN BATHROOM | 55000 | 687126951.27 | 55000 | 687126951.27 | Fairbanks | 5-C
| University of Alaska Fairbanks | Tanana Loop 1672 | REPAIR ACOUSTIC CEILING | 6000 | 687132951.27 | 6000 | 687132951.27 | Fairbanks | 5-C
| University of Alaska Fairbanks | Tanana Loop 1672 | REPAIR ROOF SOFFIT | 6000 | 687138951.27 | 6000 | 687138951.27 | Fairbanks | 5-C
| University of Alaska Fairbanks | Tanana Loop 1672 | REPAIR SPALLING SIDEWALK | 8000 | 687146951.27 | 8000 | 687146951.27 | Fairbanks | 5-C
| University of Alaska Fairbanks | Tanana Loop 1672 | REPLACE CARPET | 49000 | 687195951.27 | 49000 | 687195951.27 | Fairbanks | 5-C
| University of Alaska Fairbanks | Tanana Loop 1672 | REPLACE EXTERIOR DOOR | 8000 | 687203951.27 | 8000 | 687203951.27 | Fairbanks | 5-C
| University of Alaska Fairbanks | Tanana Loop 1672 | REPLACE RESIDENTIAL FIRE ALARM | 40000 | 687243951.27 | 40000 | 687243951.27 | Fairbanks | 5-C
| University of Alaska Fairbanks | Tanana Loop 1672 | REPLACE ROOF FLASHING | 12000 | 687255951.27 | 12000 | 687255951.27 | Fairbanks | 5-C
| University of Alaska Fairbanks | Tanana Loop 1672 | REPLACE WINDOW | 30000 | 687285951.27 | 30000 | 687285951.27 | Fairbanks | 5-C
| University of Alaska Fairbanks | Tilly, Lola Commons | ADA BUILDING ACCESS/ NEW ELEVATOR. EXISTING SERVICE ELEVATOR NOT RATED FOR OCCUPANT USE. | 1650000 | 688935951.27 | 1650000 | 688935951.27 | Fairbanks | 5-C
| University of Alaska Fairbanks | Tilly, Lola Commons | EXPAND SPRINKLER SYSTEM COVERAGE | 60000 | 688995951.27 | 60000 | 688995951.27 | Fairbanks | 5-C
| University of Alaska Fairbanks | Tilly, Lola Commons | RENEW ABANDONED BASEMENT ROOMS FOR FUTURE USE | 300000 | 689295951.27 | 300000 | 689295951.27 | Fairbanks | 5-C
| University of Alaska Fairbanks | Tilly, Lola Commons | RENOVATE THE EXISTING RESTROOM TO MODERNIZE , IMPROVE ACCESSINBLITY AND FIXTURE COUNTS | 350000 | 689645951.27 | 350000 | 689645951.27 | Fairbanks | 5-C
| University of Alaska Fairbanks | Tilly, Lola Commons | REPAIR EXTERIOR BRIDGE RAILINGS | 60000 | 689705951.27 | 60000 | 689705951.27 | Fairbanks | 5-C
| University of Alaska Fairbanks | Tilly, Lola Commons | REPAIR PLUMBING SYSTEMS | 300000 | 690005951.27 | 300000 | 690005951.27 | Fairbanks | 5-C
| University of Alaska Fairbanks | Tilly, Lola Commons | REPAIR SITE DRAINAGE AT EXTERIOR FOUNDATION ON THE NORTH EAST CORNER | 200000 | 690205951.27 | 200000 | 690205951.27 | Fairbanks | 5-C
| University of Alaska Fairbanks | Tilly, Lola Commons | REPAIR THE BRIDGE | 125000 | 690330951.27 | 125000 | 690330951.27 | Fairbanks | 5-C
| University of Alaska Fairbanks | Tilly, Lola Commons | REPLACE EAST SIDE ENTRANCE DOORS | 235000 | 690565951.27 | 235000 | 690565951.27 | Fairbanks | 5-C
| University of Alaska Fairbanks | Tilly, Lola Commons | REPLACE ELECTRICAL PANEL | 175000 | 690740951.27 | 175000 | 690740951.27 | Fairbanks | 5-C
| University of Alaska Fairbanks | Tilly, Lola Commons | REPLACE UNRATED SHAFT DOOR | 15000 | 690755951.27 | 15000 | 690755951.27 | Fairbanks | 5-C
| University of Alaska Fairbanks | Tilly, Lola Commons | THE WEST ENTRY NEEDS TO BE REBUILT TO BECOME ACCESSIBLE, FROM THE CURB TO THE DOOR. | 175000 | 690930951.27 | 175000 | 690930951.27 | Fairbanks | 5-C
| University of Alaska Fairbanks | Tilly, Lola Commons | UPGRADE, REPLACE HVAC SYSTEM AND CONTROLS | 600000 | 691530951.27 | 600000 | 691530951.27 | Fairbanks | 5-C
| University of Alaska Fairbanks | University of Alaska Museum of The North | REPAINT THE OUTSIDE EMEGENCY STAIRWELL | 25000 | 691555951.27 | 25000 | 691555951.27 | Fairbanks | 5-C
| University of Alaska Fairbanks | University of Alaska Museum of The North | REPAIR HUMIDIFIER GENERATOR | 5000 | 691560951.27 | 5000 | 691560951.27 | Fairbanks | 5-C
| University of Alaska Fairbanks | University of Alaska Museum of The North | REPLACE WALKOFF CARPET ON THE EAST ENTRANCE | 6500 | 691567451.27 | 6500 | 691567451.27 | Fairbanks | 5-C
| University of Alaska Fairbanks | University of Alaska Museum of The North | RE-ROOF | 500000 | 692067451.27 | 500000 | 692067451.27 | Fairbanks | 5-C
| University of Alaska Fairbanks | University Park Building | ADD CABLE TRAY SOUTH WING | 112000 | 692179451.27 | 112000 | 692179451.27 | Fairbanks | 5-C
| University of Alaska Fairbanks | University Park Building | ELECTRICAL CODE COMPLIANCE WORK | 1091000 | 693270451.27 | 1091000 | 693270451.27 | Fairbanks | 5-C
| University of Alaska Fairbanks | University Park Building | HVAC CODE COMPLIANCE | 3480000 | 696750451.27 | 3480000 | 696750451.27 | Fairbanks | 5-C
| University of Alaska Fairbanks | University Park Building | MECHANICAL ROOM UPGRADE AND FOUNDATION WALL WATER INSTRUSION REPAIR | 1100000 | 697850451.27 | 1100000 | 697850451.27 | Fairbanks | 5-C
| University of Alaska Fairbanks | University Park Building | RENOVATE SCHOOL GYM FOR UAF PROGRAMS | 323000 | 698173451.27 | 323000 | 698173451.27 | Fairbanks | 5-C
| University of Alaska Fairbanks | University Park Building | RENOVATE THE MEN'S 100M2 AND WOMEN'S RESTROOM 1100W2 TO BE ADA COMPLIANT | 100000 | 698273451.27 | 100000 | 698273451.27 | Fairbanks | 5-C
| University of Alaska Fairbanks | University Park Building | REPLACE FIRE ALARM SYSTEM | 261000 | 698534451.27 | 261000 | 698534451.27 | Fairbanks | 5-C
| University of Alaska Fairbanks | University Park Building | REPLACE INTERIOR FINISHES REFURBSHIMENT | 923000 | 699457451.27 | 923000 | 699457451.27 | Fairbanks | 5-C
| University of Alaska Fairbanks | University Park Building | REPLACE ROOF | 828000 | 700285451.27 | 828000 | 700285451.27 | Fairbanks | 5-C
| University of Alaska Fairbanks | University Park Building | REPLACE SOUTH SIDE WINDOWS | 500000 | 700785451.27 | 500000 | 700785451.27 | Fairbanks | 5-C
| University of Alaska Fairbanks | University Park Building | REPURPOSE SPACE TO STORAGE USE | 25000 | 700810451.27 | 25000 | 700810451.27 | Fairbanks | 5-C
| University of Alaska Fairbanks | University Park Building | RESURFACE PARKING LOTS | 478000 | 701288451.27 | 478000 | 701288451.27 | Fairbanks | 5-C
| University of Alaska Fairbanks | University Park Building | SEISMIC STRUCTURAL UGRADES | 900000 | 702188451.27 | 900000 | 702188451.27 | Fairbanks | 5-C
| University of Alaska Fairbanks | University Park Building | SOUTH WING HYDRONIC HEATING SYSTEM | 492000 | 702680451.27 | 492000 | 702680451.27 | Fairbanks | 5-C
| University of Alaska Fairbanks | University Park Building | STUDENT LOUNGE UPGRADE | 100000 | 702780451.27 | 100000 | 702780451.27 | Fairbanks | 5-C
| University of Alaska Fairbanks | University Park Building | UPGRADE LIGHTING SYSTEMS | 160000 | 702940451.27 | 160000 | 702940451.27 | Fairbanks | 5-C
| University of Alaska Fairbanks | University Park Building | UPGRADE RESTROOM 100M1 AND 100W1 | 500000 | 703440451.27 | 500000 | 703440451.27 | Fairbanks | 5-C
| University of Alaska Fairbanks | Walsh Hall | PAINT EXTERIOR SURFACES | 66000 | 703506451.27 | 66000 | 703506451.27 | Fairbanks | 5-C
| University of Alaska Fairbanks | Walsh Hall | REPAIR ROOF SOFFIT | 6000 | 703512451.27 | 6000 | 703512451.27 | Fairbanks | 5-C
| University of Alaska Fairbanks | Walsh Hall | REPLACE DETERIORATING EXTERIOR LIGHTING | 49000 | 703561451.27 | 49000 | 703561451.27 | Fairbanks | 5-C
| University of Alaska Fairbanks | Walsh Hall | REPLACE EXTERIOR DOOR | 43000 | 703604451.27 | 43000 | 703604451.27 | Fairbanks | 5-C
| University of Alaska Fairbanks | Walsh Hall | REPLACE SIDEWALKS | 84000 | 703688451.27 | 84000 | 703688451.27 | Fairbanks | 5-C
| University of Alaska Fairbanks | Wash House | IMPROVE SITE DRAINAGE NORTH OF BUILDING | 10000 | 703698451.27 | 10000 | 703698451.27 | Fairbanks | 4-B
| University of Alaska Fairbanks | West Ridge Research Building | GENERAL CLASSROOM 004 FURNITURE REPLACEMENT | 100000 | 703798451.27 | 100000 | 703798451.27 | Fairbanks | 5-C
| University of Alaska Fairbanks | West Ridge Research Building | GENERAL CLASSROOM CARPET REPLACEMENT | 35000 | 703833451.27 | 35000 | 703833451.27 | Fairbanks | 5-C
| University of Alaska Fairbanks | Whitaker Building | ABATE OLD ACM UTILITY PIPE INSULATION | 86000 | 703919451.27 | 86000 | 703919451.27 | Fairbanks | 5-C
| University of Alaska Fairbanks | Whitaker Building | CODE REPAIRS FOR SEWER SYSTEM TO PREVENT BACKUPS | 250000 | 704169451.27 | 250000 | 704169451.27 | Fairbanks | 5-C
| University of Alaska Fairbanks | Whitaker Building | EXPAND DATA NETWORK@ FS | 84000 | 704253451.27 | 84000 | 704253451.27 | Fairbanks | 5-C
| University of Alaska Fairbanks | Whitaker Building | HVAC CODE CORRECTIONS | 800000 | 705053451.27 | 800000 | 705053451.27 | Fairbanks | 5-C
| University of Alaska Fairbanks | Whitaker Building | INSTALL FIRE STATION APPARATUS BAY OWS | 223000 | 705276451.27 | 223000 | 705276451.27 | Fairbanks | 5-C
| University of Alaska Fairbanks | Whitaker Building | RELOCATE AIR COMPRESSOR WB | 33000 | 705309451.27 | 33000 | 705309451.27 | Fairbanks | 5-C
| University of Alaska Fairbanks | Whitaker Building | RENOVATE RESTROOM TO IMPROVE ADA ACCESSIBLITY | 225000 | 705534451.27 | 225000 | 705534451.27 | Fairbanks | 5-C
| University of Alaska Fairbanks | Whitaker Building | REPAIR EMERGENCY GENERATOR/UPS SYSTEM PER NFPA1221 FOR DISPATCH AND EMERGENCY COMMAND CENTER REQUIREMENTS | 340000 | 705874451.27 | 340000 | 705874451.27 | Fairbanks | 5-C
| University of Alaska Fairbanks | Whitaker Building | REPLACE ACM PIPING INSULATION | 111000 | 705985451.27 | 111000 | 705985451.27 | Fairbanks | 5-C
| University of Alaska Fairbanks | Whitaker Building | REPLACE BUILDING DOOR HARDWARE | 135000 | 706120451.27 | 135000 | 706120451.27 | Fairbanks | 5-C
| University of Alaska Fairbanks | Whitaker Building | REPLACE BUILDING ELECTRICAL SYSTEM | 1100000 | 707220451.27 | 1100000 | 707220451.27 | Fairbanks | 5-C
| University of Alaska Fairbanks | Whitaker Building | REPLACE FS SECURITY SYSTEM | 45000 | 707265451.27 | 45000 | 707265451.27 | Fairbanks | 5-C
| University of Alaska Fairbanks | Whitaker Building | REPLACE WOOD WINDOWS | 350000 | 707615451.27 | 350000 | 707615451.27 | Fairbanks | 5-C
| University of Alaska Fairbanks | Whitaker Building | REVITALIZE EXTERIOR FINISHES, REPLACE EXTERIOR DOORS | 1850000 | 709465451.27 | 1850000 | 709465451.27 | Fairbanks | 5-C
| University of Alaska Fairbanks | Whitaker Building | SEISMIC REPAIRS OF CRITICAL FACILITY | 3276000 | 712741451.27 | 3276000 | 712741451.27 | Fairbanks | 5-C
| University of Alaska Fairbanks | Whitaker Building | UPDATE OFFICES, SLEEPING QUARTERS, KITCHEN, AND TRAINING ROOM | 700000 | 713441451.27 | 700000 | 713441451.27 | Fairbanks | 5-C
| University of Alaska Fairbanks | Whitaker Building | UPGRADE FA SYSTEM FS | 160000 | 713601451.27 | 160000 | 713601451.27 | Fairbanks | 5-C
| University of Alaska Fairbanks | Whitaker Building | UPGRADE FIRE ALARM SYSTEM | 100000 | 713701451.27 | 100000 | 713701451.27 | Fairbanks | 5-C
| University of Alaska Fairbanks | Whitaker Building | UPGRADE HYDRONIC HEATING | 350000 | 714051451.27 | 350000 | 714051451.27 | Fairbanks | 5-C
| University of Alaska Fairbanks | Whitaker Building | UPGRADE SITE IMPROVEMENTS | 109000 | 714160451.27 | 109000 | 714160451.27 | Fairbanks | 5-C
| University of Alaska Fairbanks | Wickersham, Judge James A. and Grace Hall | NEW DRINKING FOUNTAINS | 30000 | 714190451.27 | 30000 | 714190451.27 | Fairbanks | 5-C
| University of Alaska Fairbanks | Wickersham, Judge James A. and Grace Hall | RENEW KITCHEN | 200000 | 714390451.27 | 200000 | 714390451.27 | Fairbanks | 5-C
| University of Alaska Fairbanks | Wickersham, Judge James A. and Grace Hall | RENOVATE ENTIRE ELECTRICAL SYSTEM | 1300000 | 715690451.27 | 1300000 | 715690451.27 | Fairbanks | 5-C
| University of Alaska Fairbanks | Wickersham, Judge James A. and Grace Hall | REPLACE FLOORING | 240000 | 715930451.27 | 240000 | 715930451.27 | Fairbanks | 5-C
| University of Alaska Fairbanks | Wickersham, Judge James A. and Grace Hall | REPLACE THE BUILDING SEWER SYSTEM | 1500000 | 717430451.27 | 1500000 | 717430451.27 | Fairbanks | 5-C
| University of Alaska Fairbanks | Wickersham, Judge James A. and Grace Hall | REPLACE WINDOWS AND ENTRIES | 1538000 | 718968451.27 | 1538000 | 718968451.27 | Fairbanks | 5-C
| University of Alaska Fairbanks | Wickersham, Judge James A. and Grace Hall | RESTROOM UPGRADE | 750000 | 719718451.27 | 750000 | 719718451.27 | Fairbanks | 5-C
| University of Alaska Fairbanks | Wickersham, Judge James A. and Grace Hall | SEPARATE ROOF DRAINS FROM THE SANITARY SEWER | 600000 | 720318451.27 | 600000 | 720318451.27 | Fairbanks | 5-C
| University of Alaska Fairbanks | Wickersham, Judge James A. and Grace Hall | UPGRADE CABINET HEATERS IN EACH SUITE | 100000 | 720418451.27 | 100000 | 720418451.27 | Fairbanks | 5-C
| University of Alaska Fairbanks | Wickersham, Judge James A. and Grace Hall | UPGRADE THE HVAC CABINET HEATERS IN EACH SUITE | 150000 | 720568451.27 | 150000 | 720568451.27 | Fairbanks | 5-C
| University of Alaska Fairbanks | Wood, William Ransom Center | ADD ADA PUSH BUTTONS FOR LOWER EAST SIDE EXTERIOR DOORS | 5000 | 720573451.27 | 5000 | 720573451.27 | Fairbanks | 5-C
| University of Alaska Fairbanks | Wood, William Ransom Center | ADD GENDER INCLUSIVE SHOWERS AND RESTROOMS | 350000 | 720923451.27 | 350000 | 720923451.27 | Fairbanks | 5-C
| University of Alaska Fairbanks | Wood, William Ransom Center | CHANGE HID LIGHTS W/ LED LIGHTS WITH DAY SENSOR | 450000 | 721373451.27 | 450000 | 721373451.27 | Fairbanks | 5-C
| University of Alaska Fairbanks | Wood, William Ransom Center | EAST ENTRY STORE FRONT UPGRADE | 45000 | 721418451.27 | 45000 | 721418451.27 | Fairbanks | 5-C
| University of Alaska Fairbanks | Wood, William Ransom Center | FOOD SERVICE BACK UP POWER | 300000 | 721718451.27 | 300000 | 721718451.27 | Fairbanks | 5-C
| University of Alaska Fairbanks | Wood, William Ransom Center | INSTALL ADA COMPLIANT PA SYSTEM - A,B,C,D AND 1ST FLOOR | 75000 | 721793451.27 | 75000 | 721793451.27 | Fairbanks | 5-C
| University of Alaska Fairbanks | Wood, William Ransom Center | REBUILD RESTROOM ENTRANCE, PROVIDE ACCESSIBLE FACILITIES AND OTHER FIXTURES. | 100000 | 721893451.27 | 100000 | 721893451.27 | Fairbanks | 5-C
| University of Alaska Fairbanks | Wood, William Ransom Center | RENOVATE SITE DRAINAGE AT PUB ENTRANCE | 375000 | 722268451.27 | 375000 | 722268451.27 | Fairbanks | 5-C
| University of Alaska Fairbanks | Wood, William Ransom Center | REPLACE DOORS AND WINDOWS - 20 PUNCHED WINDOW ON 1ST AND 2ND FLOOR | 350000 | 722618451.27 | 350000 | 722618451.27 | Fairbanks | 5-C
| University of Alaska Fairbanks | Wood, William Ransom Center | REPLACE EXTERIOR DOORS ON THE NORTH AND EAST SIDE AND INCLUDE CARD SWIPES | 850000 | 723468451.27 | 850000 | 723468451.27 | Fairbanks | 5-C
| University of Alaska Fairbanks | Wood, William Ransom Center | REROOF OVER THE BALLROOM AND PENTHOUSE | 900000 | 724368451.27 | 900000 | 724368451.27 | Fairbanks | 5-C
| University of Alaska Fairbanks | Wood, William Ransom Center | STAIRWAY CODE: HANDRAILS | 300000 | 724668451.27 | 300000 | 724668451.27 | Fairbanks | 5-C
| University of Alaska Fairbanks | Wood, William Ransom Center | UPGRADE BALLROOM FINISHES AND LIGHTS | 1550000 | 726218451.27 | 1550000 | 726218451.27 | Fairbanks | 5-C
| University of Alaska Fairbanks | Wood, William Ransom Center | UPGRADE THE PUB -RESTROOM | 350000 | 726568451.27 | 350000 | 726568451.27 | Fairbanks | 5-C
| University of Alaska Fairbanks | Wood, William Ransom Center | WOOD CENTER ELEVATOR #27 REQUIRES MODERNIZATION. | 300000 | 726868451.27 | 300000 | 726868451.27 | Fairbanks | 5-C

## UAF Community Campuses
University of Alaska
(Formatted to Thousands)
|  |  |  | Project Cost ($00.0) | Running Total ($00.0) | GF Cost ($00.0) | GF Running Total ($00.0)
Dept. | [7 empty] | Location (City) | House District
Priority | Allocation | Project Title | Project Description
| University of Alaska Fairbanks | Admin/Classroom Building | BOILER ROOM NEEDS TO BE 1-HOUR RATED. | 25000 | 25000 | 25000 | 25000 | Kotzebue | 40-T
| University of Alaska Fairbanks | Admin/Classroom Building | BOLT GLYCOL MAKE UP TANK TO THE FLOOR | 2500 | 27500 | 2500 | 27500 | Kotzebue | 40-T
| University of Alaska Fairbanks | Admin/Classroom Building | COMPLETELY REPLACE TIMBER EXTERIOR ENTRANCE STAIR AND RAMP WITH GALVANIZED METAL RAMP, STAIR, PICKETS, AND GUARDRAIL PER ADA. | 50000 | 77500 | 50000 | 77500 | Kotzebue | 40-T
| University of Alaska Fairbanks | Admin/Classroom Building | CONSTRUCT ADDITIONAL SPACE OR DORMER TO INCREASE SHELVING SPACE IN LIBRARY | 85000 | 162500 | 85000 | 162500 | Kotzebue | 40-T
| University of Alaska Fairbanks | Admin/Classroom Building | DEMO WATER PIPING FROM REMOVED SHOWER IN STORAGE/MECH ROOM | 1000 | 163500 | 1000 | 163500 | Kotzebue | 40-T
| University of Alaska Fairbanks | Admin/Classroom Building | EXTERIOR REHABILITATION | 175000 | 338500 | 175000 | 338500 | Kotzebue | 40-T
| University of Alaska Fairbanks | Admin/Classroom Building | FOR ACCORDIAN PARTITION AND WOOD HEADER, COMPLETE POST SECUREMENT TO FLOOR AND WALL ASSEMBLY WITH ANGLES AND LAG BOLTS. | 750000 | 1088500 | 750000 | 1088500 | Kotzebue | 40-T
| University of Alaska Fairbanks | Admin/Classroom Building | INSTALL BUILDING NAME SIGN ABOVE ENTRANCE | 25000 | 1113500 | 25000 | 1113500 | Kotzebue | 40-T
| University of Alaska Fairbanks | Admin/Classroom Building | INSTALL FLOOR DRAIN IN RESTROOM PER UPC | 250000 | 1363500 | 250000 | 1363500 | Kotzebue | 40-T
| University of Alaska Fairbanks | Admin/Classroom Building | INSTALL FLOOR DRAIN NEAR WATER HEATER IN BOILER ROOM PER UPC | 3500 | 1367000 | 3500 | 1367000 | Kotzebue | 40-T
| University of Alaska Fairbanks | Admin/Classroom Building | INSTALL SECURITY CAMERAS (4 @ 6K) | 3500 | 1370500 | 3500 | 1370500 | Kotzebue | 40-T
| University of Alaska Fairbanks | Admin/Classroom Building | KITCHEN HOOD RECIRCULATES INTO THE ROOM. | 5000 | 1375500 | 5000 | 1375500 | Kotzebue | 40-T
| University of Alaska Fairbanks | Admin/Classroom Building | LEVEL AND SUPPORT DOMESTIC WATER SERVICE ARCTIC PIPING. | 6500 | 1382000 | 6500 | 1382000 | Kotzebue | 40-T
| University of Alaska Fairbanks | Admin/Classroom Building | REBUILD BOILER ROOM FLOOR | 25000 | 1407000 | 25000 | 1407000 | Kotzebue | 40-T
| University of Alaska Fairbanks | Admin/Classroom Building | REBUILD EXTERIOR WALL IN OLDER SECTIONS OF THE BUILDING TO IMPROVE INSULATION AND VAPOR BARRIER | 65000 | 1472000 | 65000 | 1472000 | Kotzebue | 40-T
| University of Alaska Fairbanks | Admin/Classroom Building | REBUILD ROOF IN OLDER SECTIONS OF THE BUILDING. | 185000 | 1657000 | 185000 | 1657000 | Kotzebue | 40-T
| University of Alaska Fairbanks | Admin/Classroom Building | RECONFIGURE RESTROOM EXHAUST FAN. INCREASE AIR FLOW AND MOUNT IN BETTER LOCATION | 9000 | 1666000 | 9000 | 1666000 | Kotzebue | 40-T
| University of Alaska Fairbanks | Admin/Classroom Building | REFINISH SUITE 111 WALLS, CEILING, AND DOORS. | 25000 | 1691000 | 25000 | 1691000 | Kotzebue | 40-T
| University of Alaska Fairbanks | Admin/Classroom Building | REFURBISH MECHANICAL SYSTEM | 1180000 | 2871000 | 1180000 | 2871000 | Kotzebue | 40-T
| University of Alaska Fairbanks | Admin/Classroom Building | REGRADE WEST SIDE OF SITE TO CREATE SWALES NEAR SITE EAST BOUNDARY. | 35000 | 2906000 | 35000 | 2906000 | Kotzebue | 40-T
| University of Alaska Fairbanks | Admin/Classroom Building | RENNOVATE RESTROOM FINISHES AND FIXTURES | 550000 | 3456000 | 550000 | 3456000 | Kotzebue | 40-T
| University of Alaska Fairbanks | Admin/Classroom Building | RENNOVATE SOFFIT INSULATION AND VAPOR BARRIER | 155430 | 3611430 | 155430 | 3611430 | Kotzebue | 40-T
| University of Alaska Fairbanks | Admin/Classroom Building | RENOVATE RESTROOM | 200000 | 3811430 | 200000 | 3811430 | Kotzebue | 40-T
| University of Alaska Fairbanks | Admin/Classroom Building | REPAIR FRONT ENTRY DECK | 90000 | 3901430 | 90000 | 3901430 | Kotzebue | 40-T
| University of Alaska Fairbanks | Admin/Classroom Building | REPAIR REPLACE DAMAGED CLOSER/COORDINATOR FOR BOILER ROOM DOOR | 5000 | 3906430 | 5000 | 3906430 | Kotzebue | 40-T
| University of Alaska Fairbanks | Admin/Classroom Building | RE-PIPE BOILERS IN PRIMARY-SECONDARY FASHION | 35000 | 3941430 | 35000 | 3941430 | Kotzebue | 40-T
| University of Alaska Fairbanks | Admin/Classroom Building | REPLACE BOILER CONTROL SYSTEM FOR MORE EFFICIENT SERVICE | 25000 | 3966430 | 25000 | 3966430 | Kotzebue | 40-T
| University of Alaska Fairbanks | Admin/Classroom Building | REPLACE ENTIRE GUARD RAIL SYSTEM AT EASY EMERGENCY EXIT TO MATCH FRONT ENTRY. | 25000 | 3991430 | 25000 | 3991430 | Kotzebue | 40-T
| University of Alaska Fairbanks | Admin/Classroom Building | REPLACE FLOORING AND INTERIOR FINISHES | 300000 | 4291430 | 300000 | 4291430 | Kotzebue | 40-T
| University of Alaska Fairbanks | Admin/Classroom Building | RE-ROOF | 960000 | 5251430 | 960000 | 5251430 | Kotzebue | 40-T
| University of Alaska Fairbanks | Admin/Classroom Building | SECURE ELECTRIC WATER HEATER TO THE WALL | 2500 | 5253930 | 2500 | 5253930 | Kotzebue | 40-T
| University of Alaska Fairbanks | Balloon Inflation Facility | REPLACE EXIT SIGNS AND CORRECT ELECTRICAL POWER STIP CODE VIOLATION | 10000 | 5263930 | 10000 | 5263930 | Chatanika | 6-C
| University of Alaska Fairbanks | Barn | RENOVATION AND UPGRADE STRUCTURE, HVAC, AND ELECTRICAL | 122000 | 5385930 | 122000 | 5385930 | Fairbanks | 5-C
| University of Alaska Fairbanks | Barn | SITE DRAINAGE UPDATE | 33000 | 5418930 | 33000 | 5418930 | Fairbanks | 5-C
| University of Alaska Fairbanks | Barnette Street Parking Garage | INSTALL ROOF TO REPLACE LEAKING TOP FLOOR | 2500000 | 7918930 | 2500000 | 7918930 | Fairbanks | 1-A
| University of Alaska Fairbanks | Block House | ROOF ACCESS FOR ANTENNA ACCESS DOES NOT MEET OSHA. STAIRS WERE REMOVED AND ACCESS NEEDS RESTORED | 260121.75 | 8179051.75 | 260121.75 | 8179051.75 | Chatanika | 6-C
| University of Alaska Fairbanks | Blockhouse Annex | MISC. REPAIRS TO EXTERIOR | 5000 | 8184051.75 | 5000 | 8184051.75 | Chatanika | 6-C
| University of Alaska Fairbanks | Boiler Maintenance | ELECTRICAL SYSTEM CODE COMPLIANCE UPGRADE | 33000 | 8217051.75 | 33000 | 8217051.75 | Fairbanks | 5-C
| University of Alaska Fairbanks | Boiler Maintenance | ELECTRICAL SYSTEMS UPGRADE | 19000 | 8236051.75 | 19000 | 8236051.75 | Fairbanks | 5-C
| University of Alaska Fairbanks | Boiler Maintenance | FA SYSTEM UPGRADE | 33000 | 8269051.75 | 33000 | 8269051.75 | Fairbanks | 5-C
| University of Alaska Fairbanks | Boiler Maintenance | FIRE SPRINKLER SYSTEM INSTALLATION | 64000 | 8333051.75 | 64000 | 8333051.75 | Fairbanks | 5-C
| University of Alaska Fairbanks | Boiler Maintenance | HVAC CODE COMPLIANCE UPGRADE | 7000 | 8340051.75 | 7000 | 8340051.75 | Fairbanks | 5-C
| University of Alaska Fairbanks | Boiler Maintenance | LIGHTING UPGRADE | 11000 | 8351051.75 | 11000 | 8351051.75 | Fairbanks | 5-C
| University of Alaska Fairbanks | Boiler Maintenance | OWS INSTALLMENT | 64000 | 8415051.75 | 64000 | 8415051.75 | Fairbanks | 5-C
| University of Alaska Fairbanks | Boiler Maintenance | STRUCTURAL DEFICIENCY REPAIRS | 45000 | 8460051.75 | 45000 | 8460051.75 | Fairbanks | 5-C
| University of Alaska Fairbanks | Bristol Bay Campus Applied Sciences Building | HVAC RENOVATIONS FOR CODE AND AGED EQUIPMENT | 100000 | 8560051.75 | 100000 | 8560051.75 | Dillingham | 37-S
| University of Alaska Fairbanks | Brooks Memorial Mines Building | EXTERIOR INSULATION BLUE BOARD AND FLASHING MAINTENANCE | 40000 | 8600051.75 | 40000 | 8600051.75 | Fairbanks | 5-C
| University of Alaska Fairbanks | Brooks Memorial Mines Building | RELOCATE AND INSTALL NEW WATER FOUNTAINS. | 30000 | 8630051.75 | 30000 | 8630051.75 | Fairbanks | 5-C
| University of Alaska Fairbanks | Brooks Memorial Mines Building | RENOVATE RESTOOM TO MODERNIZE AND IMPROVE ADA ACCESSIBLITY | 100000 | 8730051.75 | 100000 | 8730051.75 | Fairbanks | 5-C
| University of Alaska Fairbanks | Brooks Memorial Mines Building | VENTILATION UPGRADE | 200000 | 8930051.75 | 200000 | 8930051.75 | Fairbanks | 5-C
| University of Alaska Fairbanks | Brooks Memorial Mines Building | WINDOW REPLACEMENT | 250000 | 9180051.75 | 250000 | 9180051.75 | Fairbanks | 5-C
| University of Alaska Fairbanks | Bunnell House | ADA BATHROOM UPGRADE | 60000 | 9240051.75 | 60000 | 9240051.75 | Fairbanks | 5-C
| University of Alaska Fairbanks | Bunnell House | BUILDING CODE EXITING | 250000 | 9490051.75 | 250000 | 9490051.75 | Fairbanks | 5-C
| University of Alaska Fairbanks | Bunnell House | ENERGY CONSERVATION--WINDOWS, LIGHTING, AND VENTILATION | 150000 | 9640051.75 | 150000 | 9640051.75 | Fairbanks | 5-C
| University of Alaska Fairbanks | Bunnell House | REPLACE FIRE ALARM SYSTEM | 120000 | 9760051.75 | 120000 | 9760051.75 | Fairbanks | 5-C
| University of Alaska Fairbanks | Bunnell House | REPLACE HEATING SYSTEM | 150000 | 9910051.75 | 150000 | 9910051.75 | Fairbanks | 5-C
| University of Alaska Fairbanks | College of Fisheries and Ocean Sciences Juneau Center | CONVERT EXTERIOR LIGHTING FROM HID TO LED | 65000 | 9975051.75 | 65000 | 9975051.75 | Juneau | 34-Q
| University of Alaska Fairbanks | College of Fisheries and Ocean Sciences Juneau Center | RENOVATE THE BUILDING TO ADD A GENDER -INCLUSIVE RESTROOM . | 155000 | 10130051.75 | 155000 | 10130051.75 | Juneau | 34-Q
| University of Alaska Fairbanks | Communications Building | MISC. REPAIRS TO EXTERIOR | 18822 | 10148873.75 | 18822 | 10148873.75 | Chatanika | 6-C
| University of Alaska Fairbanks | Communications Service Building | MISC. REPAIRS TO EXTERIOR | 47508 | 10196381.75 | 47508 | 10196381.75 | Chatanika | 6-C
| University of Alaska Fairbanks | Cooperative Extension Building | REPLACE APPROX. 2307SF METAL ROOF | 300000 | 10496381.75 | 300000 | 10496381.75 | Nome | 39-T
| University of Alaska Fairbanks | Cooperative Extension Building | REPLACE BALLASTS W/ ELECT. BALLASTS | 18000 | 10514381.75 | 18000 | 10514381.75 | Nome | 39-T
| University of Alaska Fairbanks | Data Lynx Building | FIRE ALARM AND ELECTRICAL CODE UPGRADES | 50000 | 10564381.75 | 50000 | 10564381.75 | Chatanika | 6-C
| University of Alaska Fairbanks | Dock Facility | SMC FACILITY DOCK ANNODE REPLACEMENT | 190000 | 10754381.75 | 190000 | 10754381.75 | Seward | 29-O
| University of Alaska Fairbanks | Dock Facility | SMC FACILITY DOCK STRUCUTAL DEFICIENCES | 8000000 | 18754381.75 | 8000000 | 18754381.75 | Seward | 29-O
| University of Alaska Fairbanks | Farm Manager's House | BASEMENT WALL REPAIR | 25000 | 18779381.75 | 25000 | 18779381.75 | Fairbanks | 5-C
| University of Alaska Fairbanks | Farm Manager's House | ELECTRICAL SYSTEM UPGRADE | 7000 | 18786381.75 | 7000 | 18786381.75 | Fairbanks | 5-C
| University of Alaska Fairbanks | Farm Manager's House | EXTERIOR ENVELOPE & WINDOW UPGRADE | 110000 | 18896381.75 | 110000 | 18896381.75 | Fairbanks | 5-C
| University of Alaska Fairbanks | Farm Manager's House | FIRE ALARM | 15000 | 18911381.75 | 15000 | 18911381.75 | Fairbanks | 5-C
| University of Alaska Fairbanks | Farm Manager's House | FOUNDATION WATERPROOFING | 16000 | 18927381.75 | 16000 | 18927381.75 | Fairbanks | 5-C
| University of Alaska Fairbanks | Farm Manager's House | FOUNDATION/COLUMN REPAIRS | 180000 | 19107381.75 | 180000 | 19107381.75 | Fairbanks | 5-C
| University of Alaska Fairbanks | Farm Manager's House | HEATING SYSTEM UPGRADE | 21000 | 19128381.75 | 21000 | 19128381.75 | Fairbanks | 5-C
| University of Alaska Fairbanks | Farm Manager's House | MAKE BUILDING ADA ACCESSIBLE | 36500 | 19164881.75 | 36500 | 19164881.75 | Fairbanks | 5-C
| University of Alaska Fairbanks | Farm Manager's House | PLUMBING SYSTEM UPGRADE | 16000 | 19180881.75 | 16000 | 19180881.75 | Fairbanks | 5-C
| University of Alaska Fairbanks | Farm Manager's House | REPLACE UNRATED SHAFT DOOR | 2500 | 19183381.75 | 2500 | 19183381.75 | Fairbanks | 5-C
| University of Alaska Fairbanks | Farm Manager's House | REWIRE BUILDING | 40000 | 19223381.75 | 40000 | 19223381.75 | Fairbanks | 5-C
| University of Alaska Fairbanks | Farm Manager's House | UPDATED FINISHES THROUGHOUT | 93000 | 19316381.75 | 93000 | 19316381.75 | Fairbanks | 5-C
| University of Alaska Fairbanks | Feed Mill | ELECTRICAL CODE CORRECTIONS | 7000 | 19323381.75 | 7000 | 19323381.75 | Fairbanks | 5-C
| University of Alaska Fairbanks | Feed Mill | FA SYSTEM UPGRADE | 15000 | 19338381.75 | 15000 | 19338381.75 | Fairbanks | 5-C
| University of Alaska Fairbanks | Feed Mill | VENTILATION CODE CORRECTIONS | 25000 | 19363381.75 | 25000 | 19363381.75 | Fairbanks | 5-C
| University of Alaska Fairbanks | Forage Dryer | FORAGE DRYER SYSTEM UPGRADE | 9000 | 19372381.75 | 9000 | 19372381.75 | Fairbanks | 5-C
| University of Alaska Fairbanks | Forage Dryer | LIGHTING INSTALLATION | 7000 | 19379381.75 | 7000 | 19379381.75 | Fairbanks | 5-C
| University of Alaska Fairbanks | Fort Yukon Rural Education Center | CODE CORRECTION POWER AND PHONE LINES | 80000 | 19459381.75 | 80000 | 19459381.75 | Fort Yukon | 6-C
| University of Alaska Fairbanks | Fort Yukon Rural Education Center | REPAIR AND ADD HEADBOLT OUTLETS | 19000 | 19478381.75 | 19000 | 19478381.75 | Fort Yukon | 6-C
| University of Alaska Fairbanks | Four-Plex Apartment | BOILER UPGRADES | 15000 | 19493381.75 | 15000 | 19493381.75 | Seward | 29-O
| University of Alaska Fairbanks | Four-Plex Apartment | REPLACE UNDERGROUND STORAGE TANKS | 150000 | 19643381.75 | 150000 | 19643381.75 | Seward | 29-O
| University of Alaska Fairbanks | Four-Plex Apartment | UPGRADE 4 RESTROOMS AND KITCHEN @ $75K PER UNIT | 200000 | 19843381.75 | 200000 | 19843381.75 | Seward | 29-O
| University of Alaska Fairbanks | General Multipurpose | ELECTRICAL UPGRADE | 19000 | 19862381.75 | 19000 | 19862381.75 | Delta | 9-E
| University of Alaska Fairbanks | General Multipurpose | LIGHTING UPGRADE | 39000 | 19901381.75 | 39000 | 19901381.75 | Delta | 9-E
| University of Alaska Fairbanks | Grader Shed | MISC. REPAIRS TO EXTERIOR | 10000 | 19911381.75 | 10000 | 19911381.75 | Chatanika | 6-C
| University of Alaska Fairbanks | Harper Building | ELECTRICAL REPAIR?? | 245000 | 20156381.75 | 245000 | 20156381.75 | Fairbanks | 5-C
| University of Alaska Fairbanks | Harper Building | INSTALL HEARING LOOP. | 10000 | 20166381.75 | 10000 | 20166381.75 | Fairbanks | 5-C
| University of Alaska Fairbanks | Harper Building | INTERIOR FINISHES UPGRADE, CARPET AND PAINTING | 55000 | 20221381.75 | 55000 | 20221381.75 | Fairbanks | 5-C
| University of Alaska Fairbanks | Harper Building | REPLACE ENTRY PORCHES | 65000 | 20286381.75 | 65000 | 20286381.75 | Fairbanks | 5-C
| University of Alaska Fairbanks | Harper Building | Replace Windows | 350000 | 20636381.75 | 350000 | 20636381.75 | Fairbanks | 5-C
| University of Alaska Fairbanks | Harper Building | SEWER MAIN UPGRADE | 500000 | 21136381.75 | 500000 | 21136381.75 | Fairbanks | 5-C
| University of Alaska Fairbanks | Health Building | MISC. REPAIRS TO EXTERIOR | 20000 | 21156381.75 | 20000 | 21156381.75 | Chatanika | 6-C
| University of Alaska Fairbanks | Hood, D.W. Research Laboratory Building | CEILING AND LIGHTING UPGRADES | 233000 | 21389381.75 | 233000 | 21389381.75 | Seward | 29-O
| University of Alaska Fairbanks | Hood, D.W. Research Laboratory Building | HVAC REPAIRS/ADD DDC SYSTEM | 725000 | 22114381.75 | 725000 | 22114381.75 | Seward | 29-O
| University of Alaska Fairbanks | Hood, D.W. Research Laboratory Building | LABORATORY FURNISHINGS REPLACEMENT | 80000 | 22194381.75 | 80000 | 22194381.75 | Seward | 29-O
| University of Alaska Fairbanks | Hood, D.W. Research Laboratory Building | RE-CARPET HOOD LAB OFFICES | 90000 | 22284381.75 | 90000 | 22284381.75 | Seward | 29-O
| University of Alaska Fairbanks | Hood, D.W. Research Laboratory Building | RENOVATE ELECTRICAL SYSTEM | 322000 | 22606381.75 | 322000 | 22606381.75 | Seward | 29-O
| University of Alaska Fairbanks | Hood, D.W. Research Laboratory Building | RENOVATE FIRE ALARM SYSTEM | 119500 | 22725881.75 | 119500 | 22725881.75 | Seward | 29-O
| University of Alaska Fairbanks | Hood, D.W. Research Laboratory Building | RENOVATE MECHANICAL SYSTEM | 707100 | 23432981.75 | 707100 | 23432981.75 | Seward | 29-O
| University of Alaska Fairbanks | Hood, D.W. Research Laboratory Building | RENOVATE RESTROOMS | 275000 | 23707981.75 | 275000 | 23707981.75 | Seward | 29-O
| University of Alaska Fairbanks | Hood, D.W. Research Laboratory Building | REPLACE HOOD WET LAB CABINETS | 150000 | 23857981.75 | 150000 | 23857981.75 | Seward | 29-O
| University of Alaska Fairbanks | Hood, D.W. Research Laboratory Building | REPLACE WET LABS DRAIN | 60000 | 23917981.75 | 60000 | 23917981.75 | Seward | 29-O
| University of Alaska Fairbanks | Hood, D.W. Research Laboratory Building | Replace Windows | 155000 | 24072981.75 | 155000 | 24072981.75 | Seward | 29-O
| University of Alaska Fairbanks | Hood, D.W. Research Laboratory Building | REVITALIZE BUILDING ENVELOPE | 573100 | 24646081.75 | 573100 | 24646081.75 | Seward | 29-O
| University of Alaska Fairbanks | Hood, D.W. Research Laboratory Building | SITE REPAIRS | 113620 | 24759701.75 | 113620 | 24759701.75 | Seward | 29-O
| University of Alaska Fairbanks | Hood, D.W. Research Laboratory Building | STRUCTURAL REPAIRS | 176764 | 24936465.75 | 176764 | 24936465.75 | Seward | 29-O
| University of Alaska Fairbanks | Horticulture/Agronomy | ACM LAB FINISHES REPLACEMENT | 115000 | 25051465.75 | 115000 | 25051465.75 | Fairbanks | 5-C
| University of Alaska Fairbanks | Horticulture/Agronomy | ADA AND EGRESS VERTICAL ACCESS | 78000 | 25129465.75 | 78000 | 25129465.75 | Fairbanks | 5-C
| University of Alaska Fairbanks | Horticulture/Agronomy | ADA TOILET/RESTROOM FACILITIES COMPLIANCE | 75000 | 25204465.75 | 75000 | 25204465.75 | Fairbanks | 5-C
| University of Alaska Fairbanks | Horticulture/Agronomy | CODE COMPLIANCE LIGHTING UPGRADE | 7000 | 25211465.75 | 7000 | 25211465.75 | Fairbanks | 5-C
| University of Alaska Fairbanks | Horticulture/Agronomy | ELECTRICAL SYSTEMS CODE COMPLIANCE UPGRADE | 29000 | 25240465.75 | 29000 | 25240465.75 | Fairbanks | 5-C
| University of Alaska Fairbanks | Horticulture/Agronomy | ELECTRICAL SYSTEMS UPGRADE | 7000 | 25247465.75 | 7000 | 25247465.75 | Fairbanks | 5-C
| University of Alaska Fairbanks | Horticulture/Agronomy | FA SYSTEM UPGRADE | 11000 | 25258465.75 | 11000 | 25258465.75 | Fairbanks | 5-C
| University of Alaska Fairbanks | Horticulture/Agronomy | GREENHOUSE FLOOR SLAB REFINISH | 45000 | 25303465.75 | 45000 | 25303465.75 | Fairbanks | 5-C
| University of Alaska Fairbanks | Horticulture/Agronomy | HVAC UPGRADE | 18000 | 25321465.75 | 18000 | 25321465.75 | Fairbanks | 5-C
| University of Alaska Fairbanks | Horticulture/Agronomy | LIGHTING UPGRADE | 7000 | 25328465.75 | 7000 | 25328465.75 | Fairbanks | 5-C
| University of Alaska Fairbanks | Horticulture/Agronomy | PLUMBING CODE CORRECTIONS | 7000 | 25335465.75 | 7000 | 25335465.75 | Fairbanks | 5-C
| University of Alaska Fairbanks | Horticulture/Agronomy | PLUMBING SYSTEMS UPGRADE | 7000 | 25342465.75 | 7000 | 25342465.75 | Fairbanks | 5-C
| University of Alaska Fairbanks | Horticulture/Agronomy | SHOP AND GREENHOUSE REROOFING | 100000 | 25442465.75 | 100000 | 25442465.75 | Fairbanks | 5-C
| University of Alaska Fairbanks | Horticulture/Agronomy | SITE IMPROVEMENT UPGRADE | 8000 | 25450465.75 | 8000 | 25450465.75 | Fairbanks | 5-C
| University of Alaska Fairbanks | Horticulture/Agronomy | STRUCTURE UPDATE | 25000 | 25475465.75 | 25000 | 25475465.75 | Fairbanks | 5-C
| University of Alaska Fairbanks | Horticulture/Agronomy | WELL CLOSURE | 7000 | 25482465.75 | 7000 | 25482465.75 | Fairbanks | 5-C
| University of Alaska Fairbanks | Lidar Annex | FIRE ALARM SYSTEM UPGRADES FOR CODE | 20000 | 25502465.75 | 20000 | 25502465.75 | Chatanika | 6-C
| University of Alaska Fairbanks | Lidar Observatory | FIRE ALARM AND ELECTRICAL CODE UPGRADES | 643297 | 26145762.75 | 643297 | 26145762.75 | Chatanika | 6-C
| University of Alaska Fairbanks | Lind, Maggie Building | AIR HANDLER MAINTENANCE AND RENOVATION | 11250 | 26157012.75 | 11250 | 26157012.75 | Bethel | 38-S
| University of Alaska Fairbanks | Lind, Maggie Building | ELECTRICAL REPLACEMENT AND RENEWAL | 350000 | 26507012.75 | 350000 | 26507012.75 | Bethel | 38-S
| University of Alaska Fairbanks | Lind, Maggie Building | EMERGENCY EGRESS LANDING LIGHTING INSTALLATION | 25000 | 26532012.75 | 25000 | 26532012.75 | Bethel | 38-S
| University of Alaska Fairbanks | Lind, Maggie Building | HVAC SYSTEM REFURBISHMENT | 735000 | 27267012.75 | 735000 | 27267012.75 | Bethel | 38-S
| University of Alaska Fairbanks | Lind, Maggie Building | HVAC SYSTEM UPGRADE | 603188 | 27870200.75 | 603188 | 27870200.75 | Bethel | 38-S
| University of Alaska Fairbanks | Lind, Maggie Building | MECHANICAL SYSTEM REROUT | 6000 | 27876200.75 | 6000 | 27876200.75 | Bethel | 38-S
| University of Alaska Fairbanks | Lind, Maggie Building | PLUMBING REFURBISHMENT | 75000 | 27951200.75 | 75000 | 27951200.75 | Bethel | 38-S
| University of Alaska Fairbanks | Lind, Maggie Building | STORAGE SPACE EXPANSION | 10000 | 27961200.75 | 10000 | 27961200.75 | Bethel | 38-S
| University of Alaska Fairbanks | Lind, Maggie Building | STRAPS OR SEISMIC BRACING INSTALLATION | 5000 | 27966200.75 | 5000 | 27966200.75 | Bethel | 38-S
| University of Alaska Fairbanks | Machine Shop | INSTALL HEATING SYSTEM | 65000 | 28031200.75 | 65000 | 28031200.75 | Seward | 29-O
| University of Alaska Fairbanks | Machine Shop | LIGHTING / CEILING UPGRADE | 75000 | 28106200.75 | 75000 | 28106200.75 | Seward | 29-O
| University of Alaska Fairbanks | Machine Shop | MECHANICAL CODE CORRECTIONS | 119600 | 28225800.75 | 119600 | 28225800.75 | Seward | 29-O
| University of Alaska Fairbanks | Machine Shop | RENOVATE BATHROOMS | 35000 | 28260800.75 | 35000 | 28260800.75 | Seward | 29-O
| University of Alaska Fairbanks | Machine Shop | REPLACE WINDOWS AND DOORS | 200000 | 28460800.75 | 200000 | 28460800.75 | Seward | 29-O
| University of Alaska Fairbanks | Machine Shop | REVITALIZE EXTERIOR AND BUILDING ENVELOPE | 750000 | 29210800.75 | 750000 | 29210800.75 | Seward | 29-O
| University of Alaska Fairbanks | Machine Shop | STRUCTURAL ANALYSIS OF MEZZANINE | 50000 | 29260800.75 | 50000 | 29260800.75 | Seward | 29-O
| University of Alaska Fairbanks | Marine Sciences Building | CEILING AND LIGHTING UPGRADES | 472800 | 29733600.75 | 472800 | 29733600.75 | Seward | 29-O
| University of Alaska Fairbanks | Marine Sciences Building | MECHANICAL RENOVATION | 640000 | 30373600.75 | 640000 | 30373600.75 | Seward | 29-O
| University of Alaska Fairbanks | Marine Sciences Building | REMODEL OFFICES/CODE UPGRADE | 175000 | 30548600.75 | 175000 | 30548600.75 | Seward | 29-O
| University of Alaska Fairbanks | Marine Sciences Building | REPLACE WINDOWS, DOORS, AND GARAGE DOORS | 300000 | 30848600.75 | 300000 | 30848600.75 | Seward | 29-O
| University of Alaska Fairbanks | Marine Sciences Building | RE-SPRINKLER BUILDING | 911680 | 31760280.75 | 911680 | 31760280.75 | Seward | 29-O
| University of Alaska Fairbanks | Marine Sciences Building | RESTROOM REHABILITATION | 162800 | 31923080.75 | 162800 | 31923080.75 | Seward | 29-O
| University of Alaska Fairbanks | Marine Sciences Building | REVITALIZE EXTERIOR BUILDING AND BUILDING ENVELOPE | 1628000 | 33551080.75 | 1628000 | 33551080.75 | Seward | 29-O
| University of Alaska Fairbanks | Marine Sciences Building | STRUCTURAL REPAIRS AND SEISMIC BRACING | 850000 | 34401080.75 | 850000 | 34401080.75 | Seward | 29-O
| University of Alaska Fairbanks | Miller House | ACM ABATEMENT AND DEMOLITION OF BUILING ESTIMATED AT 2, 043 SF @$30 PSF | 61290 | 34462370.75 | 61290 | 34462370.75 | Chatanika | 6-C
| University of Alaska Fairbanks | Miller House | DECOMMISSION DOMESTIC WELL | 5000 | 34467370.75 | 5000 | 34467370.75 | Chatanika | 6-C
| University of Alaska Fairbanks | Miller House | DECOMMISSION OUTSIDE TOILET | 5000 | 34472370.75 | 5000 | 34472370.75 | Chatanika | 6-C
| University of Alaska Fairbanks | Miller House | REMOVE FUEL TANK AND CLEAN FUEL SPILL REMAINS | 25000 | 34497370.75 | 25000 | 34497370.75 | Chatanika | 6-C
| University of Alaska Fairbanks | MST Site Building | CONTAMINATED SOILS ISSUES | 114588 | 34611958.75 | 114588 | 34611958.75 | Chatanika | 6-C
| University of Alaska Fairbanks | Nagozruk, Arthur Sr. Building | ADD FLOOR DRAIN IN MEZZANINE ACCORDING TO UPC | 5000 | 34616958.75 | 5000 | 34616958.75 | Nome | 39-T
| University of Alaska Fairbanks | Nagozruk, Arthur Sr. Building | ATTIC FAN ROOM ACCESS HATCH HAS A LOW CURB TO MINIMIZE A LIQUID SPILL SEEPING DOWN ON ELECTRICAL PANELS BELOW. CURB SHOULD HAVE SAFETY WARNING STRIPING TO MITIGATE POTENTIAL TRIP AND FALL. | 25000 | 34641958.75 | 25000 | 34641958.75 | Nome | 39-T
| University of Alaska Fairbanks | Nagozruk, Arthur Sr. Building | REMOVE ABANDONED CAT3 TELEPHONE WIRING AND RECEPTACLES TO COMPLY WITH CODE. | 7500 | 34649458.75 | 7500 | 34649458.75 | Nome | 39-T
| University of Alaska Fairbanks | Nagozruk, Arthur Sr. Building | REPLACE PANELS NL-002 AND NL-005. | 15000 | 34664458.75 | 15000 | 34664458.75 | Nome | 39-T
| University of Alaska Fairbanks | Nagozruk, Arthur Sr. Building | SECURE DOMESTIC HOT WATER EXPANSION TANK IN MECHANICAL MEZZANINE | 5000 | 34669458.75 | 5000 | 34669458.75 | Nome | 39-T
| University of Alaska Fairbanks | Nagozruk, Arthur Sr. Building | SEISMICALLY SECURE WATER HEATER IN MECHANICAL MEZZANINE | 5000 | 34674458.75 | 5000 | 34674458.75 | Nome | 39-T
| University of Alaska Fairbanks | Northwest Campus Education Center | INSTALL 6 GALVANIZED PIPE BOLLARDS ON SOUTH WEST SIDE OF SOUTH PARKING AREA. | 6000 | 34680458.75 | 6000 | 34680458.75 | Nome | 39-T
| University of Alaska Fairbanks | Northwest Campus Education Center | REGRADE SITE TO CREATE E/W DRAINAGE SWALE WITH A SOUTH FLOWING SWALES TO FRONT STREET ON BOTH EADGES OF THE SITE. | 25000 | 34705458.75 | 25000 | 34705458.75 | Nome | 39-T
| University of Alaska Fairbanks | Orca Building | DOWNSIZE THE EXHAUST FANS TO FIT THE PROGRAM | 10000 | 34715458.75 | 10000 | 34715458.75 | Seward | 29-O
| University of Alaska Fairbanks | Orca Building | PROVIDE VENTILATION MAKEUP AIR | 20000 | 34735458.75 | 20000 | 34735458.75 | Seward | 29-O
| University of Alaska Fairbanks | Orca Building | RE-COAT ABOVE GROUND FUEL TANKS | 150000 | 34885458.75 | 150000 | 34885458.75 | Seward | 29-O
| University of Alaska Fairbanks | Owen, Alfred A. Building | ADD ADA VAN PARKING AT THE REAR OF THE BUILDING | 40000 | 34925458.75 | 40000 | 34925458.75 | Kodiak | 32-P
| University of Alaska Fairbanks | Owen, Alfred A. Building | BUILDING MAIN ELECTRICAL SERVICE | 125000 | 35050458.75 | 125000 | 35050458.75 | Kodiak | 32-P
| University of Alaska Fairbanks | Owen, Alfred A. Building | CONDITIONED POWER SUPPLY | 150000 | 35200458.75 | 150000 | 35200458.75 | Kodiak | 32-P
| University of Alaska Fairbanks | Owen, Alfred A. Building | CONVERT LAB VENTILATION TO VAV | 500000 | 35700458.75 | 500000 | 35700458.75 | Kodiak | 32-P
| University of Alaska Fairbanks | Owen, Alfred A. Building | CONVERT PNEUMATIC CONTROLS/UPGRADE DDC | 175000 | 35875458.75 | 175000 | 35875458.75 | Kodiak | 32-P
| University of Alaska Fairbanks | Owen, Alfred A. Building | EMERGENCY GENERATOR UPGRADE | 150000 | 36025458.75 | 150000 | 36025458.75 | Kodiak | 32-P
| University of Alaska Fairbanks | Owen, Alfred A. Building | KITCHEN RANGE UPGRADE | 25000 | 36050458.75 | 25000 | 36050458.75 | Kodiak | 32-P
| University of Alaska Fairbanks | Owen, Alfred A. Building | MODIFY EMERGENCY EXIT DOOR LANDINGS & PROVIDE PATH FROM BUILDING | 200000 | 36250458.75 | 200000 | 36250458.75 | Kodiak | 32-P
| University of Alaska Fairbanks | Owen, Alfred A. Building | R&R ROOF AND FASCIA | 750000 | 37000458.75 | 750000 | 37000458.75 | Kodiak | 32-P
| University of Alaska Fairbanks | Owen, Alfred A. Building | REPAIR AND REPLACE INTERIOR CARPET/PAINT | 500000 | 37500458.75 | 500000 | 37500458.75 | Kodiak | 32-P
| University of Alaska Fairbanks | Owen, Alfred A. Building | REPAIR AND REPLACE MECHANICAL EQUIPMENT AND BOILER | 300000 | 37800458.75 | 300000 | 37800458.75 | Kodiak | 32-P
| University of Alaska Fairbanks | Owen, Alfred A. Building | REPAIR AND REPLACE SIDING / VERTICAL SURFACES | 1740000 | 39540458.75 | 1740000 | 39540458.75 | Kodiak | 32-P
| University of Alaska Fairbanks | Owen, Alfred A. Building | REPAIR COOLING FOR HUB ROOM | 100000 | 39640458.75 | 100000 | 39640458.75 | Kodiak | 32-P
| University of Alaska Fairbanks | Owen, Alfred A. Building | REPAIR CORRODED STRUCTURAL ELEMENTS | 500000 | 40140458.75 | 500000 | 40140458.75 | Kodiak | 32-P
| University of Alaska Fairbanks | Owen, Alfred A. Building | REPAIR MAIN SIDEWALK IN FRONT OF BUILDING TO BE ADA COMPLIANT | 40000 | 40180458.75 | 40000 | 40180458.75 | Kodiak | 32-P
| University of Alaska Fairbanks | Owen, Alfred A. Building | REPLACE BUILDING ROOM & WAYFINDING SIGNAGE TO BE ADA COMPLIANT | 10000 | 40190458.75 | 10000 | 40190458.75 | Kodiak | 32-P
| University of Alaska Fairbanks | Owen, Alfred A. Building | REPLACE CHAMBER REFRIGERATION PLANT | 400000 | 40590458.75 | 400000 | 40590458.75 | Kodiak | 32-P
| University of Alaska Fairbanks | Owen, Alfred A. Building | Replace Chiller | 300000 | 40890458.75 | 300000 | 40890458.75 | Kodiak | 32-P
| University of Alaska Fairbanks | Owen, Alfred A. Building | REPLACE FLUID COOLER | 250000 | 41140458.75 | 250000 | 41140458.75 | Kodiak | 32-P
| University of Alaska Fairbanks | Owen, Alfred A. Building | UPGRADE BUILDING ELECTRICAL DISTRIBUTION | 235000 | 41375458.75 | 235000 | 41375458.75 | Kodiak | 32-P
| University of Alaska Fairbanks | Owen, Alfred A. Building | UPGRADE BUILDING INTERIOR LIGHTING | 300000 | 41675458.75 | 300000 | 41675458.75 | Kodiak | 32-P
| University of Alaska Fairbanks | Owen, Alfred A. Building | UPGRADE EXTERIOR LIGHTING INCLUDING PARKING LOT | 250000 | 41925458.75 | 250000 | 41925458.75 | Kodiak | 32-P
| University of Alaska Fairbanks | Pad Five | MISC CODE UPGRADES | 88509 | 42013967.75 | 88509 | 42013967.75 | Chatanika | 6-C
| University of Alaska Fairbanks | Phase 1 Building | ELECTRICAL REFURBISHMENT | 300000 | 42313967.75 | 300000 | 42313967.75 | Bethel | 38-S
| University of Alaska Fairbanks | Phase 1 Building | FENCE ENCLOSURE INSTALLATION | 35000 | 42348967.75 | 35000 | 42348967.75 | Bethel | 38-S
| University of Alaska Fairbanks | Phase 1 Building | FRAMED ENCLOSURE RENOVATION | 10200 | 42359167.75 | 10200 | 42359167.75 | Bethel | 38-S
| University of Alaska Fairbanks | Phase 1 Building | GLAZING REPLACEMENT AND RENOVATION | 29100 | 42388267.75 | 29100 | 42388267.75 | Bethel | 38-S
| University of Alaska Fairbanks | Phase 1 Building | HVAC SYSTEM REFURBISHMENT | 1735000 | 44123267.75 | 1735000 | 44123267.75 | Bethel | 38-S
| University of Alaska Fairbanks | Phase 1 Building | INTERIOR FINISHES RENOVATIONS | 400000 | 44523267.75 | 400000 | 44523267.75 | Bethel | 38-S
| University of Alaska Fairbanks | Phase 1 Building | IP DOME CAMERA INSTALLATION | 7000 | 44530267.75 | 7000 | 44530267.75 | Bethel | 38-S
| University of Alaska Fairbanks | Phase 1 Building | KNOB HARDWARE REPLACEMENT | 8500 | 44538767.75 | 8500 | 44538767.75 | Bethel | 38-S
| University of Alaska Fairbanks | Phase 1 Building | MECHANICAL SYSTEM RENOVATION | 9500 | 44548267.75 | 9500 | 44548267.75 | Bethel | 38-S
| University of Alaska Fairbanks | Phase 1 Building | PLUMBING AND MECHANICAL SYSTEM RENOVATION | 65000 | 44613267.75 | 65000 | 44613267.75 | Bethel | 38-S
| University of Alaska Fairbanks | Rae, K. M. Marine Education Center | MODERNIZE FIRE ALARM SYSTEM | 125000 | 44738267.75 | 125000 | 44738267.75 | Seward | 29-O
| University of Alaska Fairbanks | Rae, K. M. Marine Education Center | NEW INSULATED SIDING | 850000 | 45588267.75 | 850000 | 45588267.75 | Seward | 29-O
| University of Alaska Fairbanks | Range Administration Center | FIRE ALARM SYSTEM UPGRADES FOR CODE | 200000 | 45788267.75 | 200000 | 45788267.75 | Chatanika | 6-C
| University of Alaska Fairbanks | Red Facility Garage | MISC. REPAIRS TO EXTERIOR | 5900 | 45794167.75 | 5900 | 45794167.75 | Chatanika | 6-C
| University of Alaska Fairbanks | Redstone Antenna Support Building | MISC. REPAIRS TO EXTERIOR | 5000 | 45799167.75 | 5000 | 45799167.75 | Chatanika | 6-C
| University of Alaska Fairbanks | Sackett Hall | DECK CONSTRUCTION | 170000 | 45969167.75 | 170000 | 45969167.75 | Bethel | 38-S
| University of Alaska Fairbanks | Sackett Hall | ELECTRICAL RENOVATION | 358000 | 46327167.75 | 358000 | 46327167.75 | Bethel | 38-S
| University of Alaska Fairbanks | Sackett Hall | ELEVATED WALKWAY CONSTRUCTION | 65000 | 46392167.75 | 65000 | 46392167.75 | Bethel | 38-S
| University of Alaska Fairbanks | Sackett Hall | EMERGENCY EGRESS LIGHTING INSTALLATION | 6500 | 46398667.75 | 6500 | 46398667.75 | Bethel | 38-S
| University of Alaska Fairbanks | Sackett Hall | EXTERIOR ENVELOPE UPGRADE | 1100000 | 47498667.75 | 1100000 | 47498667.75 | Bethel | 38-S
| University of Alaska Fairbanks | Sackett Hall | EXTERIOR PAINTING | 225000 | 47723667.75 | 225000 | 47723667.75 | Bethel | 38-S
| University of Alaska Fairbanks | Sackett Hall | FLOOR FINISHES REPLACEMENT | 150000 | 47873667.75 | 150000 | 47873667.75 | Bethel | 38-S
| University of Alaska Fairbanks | Sackett Hall | FURNISHING REPLACEMENT | 5000 | 47878667.75 | 5000 | 47878667.75 | Bethel | 38-S
| University of Alaska Fairbanks | Sackett Hall | GROUND INSULATION REPAIR AND GRAVEL BALLAST INSTALLATION | 50000 | 47928667.75 | 50000 | 47928667.75 | Bethel | 38-S
| University of Alaska Fairbanks | Sackett Hall | HVAC SYSTEM RENOVATION | 370000 | 48298667.75 | 370000 | 48298667.75 | Bethel | 38-S
| University of Alaska Fairbanks | Sackett Hall | HVAC SYSTEM UPGRADE | 44000 | 48342667.75 | 44000 | 48342667.75 | Bethel | 38-S
| University of Alaska Fairbanks | Sackett Hall | LIFT STATION REPLACEMENT | 150000 | 48492667.75 | 150000 | 48492667.75 | Bethel | 38-S
| University of Alaska Fairbanks | Sackett Hall | LIGHTING REPLACEMENT | 50000 | 48542667.75 | 50000 | 48542667.75 | Bethel | 38-S
| University of Alaska Fairbanks | Sackett Hall | PANEL RELOCATION | 10000 | 48552667.75 | 10000 | 48552667.75 | Bethel | 38-S
| University of Alaska Fairbanks | Sackett Hall | PERIMETER FENCE INSTALLATION | 15000 | 48567667.75 | 15000 | 48567667.75 | Bethel | 38-S
| University of Alaska Fairbanks | Sackett Hall | PIPE BOLLARDS INSTALLATION | 70000 | 48637667.75 | 70000 | 48637667.75 | Bethel | 38-S
| University of Alaska Fairbanks | Sackett Hall | PLUMBING RENOVATION | 425000 | 49062667.75 | 425000 | 49062667.75 | Bethel | 38-S
| University of Alaska Fairbanks | Sackett Hall | ROOM EXPANSION AND RENOVATION | 2500000 | 51562667.75 | 2500000 | 51562667.75 | Bethel | 38-S
| University of Alaska Fairbanks | Sackett Hall | ROOM RENOVATION | 14000 | 51576667.75 | 14000 | 51576667.75 | Bethel | 38-S
| University of Alaska Fairbanks | Sackett Hall | SITE RENEWAL AND UPGRADE | 175000 | 51751667.75 | 175000 | 51751667.75 | Bethel | 38-S
| University of Alaska Fairbanks | Swine Facility | FA SYSTEM UPGRADE | 7000 | 51758667.75 | 7000 | 51758667.75 | Fairbanks | 5-C
| University of Alaska Fairbanks | Swine Facility | HEATING EQUIPMENT REMOVAL | 12500 | 51771167.75 | 12500 | 51771167.75 | Fairbanks | 5-C
| University of Alaska Fairbanks | Swine Facility | STUCTURAL DEFECIENCIES | 200000 | 51971167.75 | 200000 | 51971167.75 | Fairbanks | 5-C
| University of Alaska Fairbanks | Telemetry Administration Building | REROOF | 30000 | 52001167.75 | 30000 | 52001167.75 | Chatanika | 6-C
| University of Alaska Fairbanks | Tok Center Garage | RE-ROOF | 60000 | 52061167.75 | 60000 | 52061167.75 | Tok | 6-C
| University of Alaska Fairbanks | Tok Rural Education Center | CONVERT EXTERIOR LIGHTS FROM INCANDESCENT TO LED | 30000 | 52091167.75 | 30000 | 52091167.75 | Tok | 6-C
| University of Alaska Fairbanks | Tok Rural Education Center | ELECTRICAL AND PHONE REWIRING | 5000 | 52096167.75 | 5000 | 52096167.75 | Tok | 6-C
| University of Alaska Fairbanks | Tok Rural Education Center | INSTALL AN NEW CENTER SIGN THAT IS CONSISTENT WITH NEW UAF SIGNS AND BRANDING | 7000 | 52103167.75 | 7000 | 52103167.75 | Tok | 6-C
| University of Alaska Fairbanks | Tok Rural Education Center | INSTALL BUILDING SECURITY ALARM SYSTEM | 25000 | 52128167.75 | 25000 | 52128167.75 | Tok | 6-C
| University of Alaska Fairbanks | Tok Rural Education Center | INTERIOR FINISHES UPGRADE | 50000 | 52178167.75 | 50000 | 52178167.75 | Tok | 6-C
| University of Alaska Fairbanks | Tok Rural Education Center | LANDSCAPING IMPROVEMENT | 5000 | 52183167.75 | 5000 | 52183167.75 | Tok | 6-C
| University of Alaska Fairbanks | Tok Rural Education Center | PROVIDE 1 HOUR SEPARATION AT STORAGE ROOM AND LAUNDRY ROOM | 5000 | 52188167.75 | 5000 | 52188167.75 | Tok | 6-C
| University of Alaska Fairbanks | Tok Rural Education Center | PROVIDE CRAWL SPACE VENTILATION | 15000 | 52203167.75 | 15000 | 52203167.75 | Tok | 6-C
| University of Alaska Fairbanks | Tok Rural Education Center | REPAIR AND ADD HEADBOLT OUTLETS & ADA COMPLIANT HB'S | 25000 | 52228167.75 | 25000 | 52228167.75 | Tok | 6-C
| University of Alaska Fairbanks | Tok Rural Education Center | REPLACE SEPTIC TANK AND SYSTEM TO LARGER APPROPRIATE SIZE | 80000 | 52308167.75 | 80000 | 52308167.75 | Tok | 6-C
| University of Alaska Fairbanks | Tok Rural Education Center | REPLACE STAIR TO MECHANICAL ROOM W/ METAL GALVANIZED STAIR | 10000 | 52318167.75 | 10000 | 52318167.75 | Tok | 6-C
| University of Alaska Fairbanks | Tool Crib, A-Rab | MISC. REPAIRS TO EXTERIOR | 5000 | 52323167.75 | 5000 | 52323167.75 | Chatanika | 6-C
| University of Alaska Fairbanks | UAF Community and Technical College Center | FIRE ALARM UPGRADE ALL FLOORS | 400000 | 52723167.75 | 400000 | 52723167.75 | Fairbanks | 1-A
| University of Alaska Fairbanks | UAF Community and Technical College Center | REMAINING FIRST AND SECOND FLOOR RENOVATION. | 4500000 | 57223167.75 | 4500000 | 57223167.75 | Fairbanks | 1-A
| University of Alaska Fairbanks | UAF Community and Technical College Center | ROOF DRAINS OVERLOAD | 400000 | 57623167.75 | 400000 | 57623167.75 | Fairbanks | 1-A
| University of Alaska Fairbanks | UAF Community and Technical College Center | UPGRADE THE EAST BUILDING STAIRWELL | 500000 | 58123167.75 | 500000 | 58123167.75 | Fairbanks | 1-A
| University of Alaska Fairbanks | Visitor Center | CHANGE DOOR KNOBS TO LEVERS FOR ADA COMPLIANCE | 5000 | 58128167.75 | 5000 | 58128167.75 | Fairbanks | 5-C
| University of Alaska Fairbanks | Visitor Center | ELECTRICAL SYSTEMS UPGRADE | 7000 | 58135167.75 | 7000 | 58135167.75 | Fairbanks | 5-C
| University of Alaska Fairbanks | Visitor Center | FLOORING REPLACEMENT . | 21945 | 58157112.75 | 21945 | 58157112.75 | Fairbanks | 5-C
| University of Alaska Fairbanks | Visitor Center | RE-LEVEL FOUNDATION | 25000 | 58182112.75 | 25000 | 58182112.75 | Fairbanks | 5-C
| University of Alaska Fairbanks | Visitor Center | REPAINT BUILDING EXTERIOR | 25000 | 58207112.75 | 25000 | 58207112.75 | Fairbanks | 5-C
| University of Alaska Fairbanks | Visitor Center | REPAIR CRACKS IN THE BATHROOM 100R1 | 5000 | 58212112.75 | 5000 | 58212112.75 | Fairbanks | 5-C
| University of Alaska Fairbanks | Visitor Center | REPAIR RAMP TO DECK FOR ADA | 10000 | 58222112.75 | 10000 | 58222112.75 | Fairbanks | 5-C
| University of Alaska Fairbanks | Visitor Center | REPLACE SECOND EXIT STAIR | 25000 | 58247112.75 | 25000 | 58247112.75 | Fairbanks | 5-C
| University of Alaska Fairbanks | Visitor Center | SITE IMPROVEMENTS UPGRADE | 5000 | 58252112.75 | 5000 | 58252112.75 | Fairbanks | 5-C
| University of Alaska Fairbanks | Voc-Tech Building | ROOM SIGNAGE INSTALLMENT | 2500 | 58254612.75 | 2500 | 58254612.75 | Bethel | 38-S
| University of Alaska Fairbanks | Voc-Tech Building | COMBUSTION AIR OPENING REPAIR | 165000 | 58419612.75 | 165000 | 58419612.75 | Bethel | 38-S
| University of Alaska Fairbanks | Voc-Tech Building | CONDUIT REPAIR AND GFCI OUTLET INSTALLATION | 5000 | 58424612.75 | 5000 | 58424612.75 | Bethel | 38-S
| University of Alaska Fairbanks | Voc-Tech Building | DIGITAL CONTROLS INSTALLMENT | 20250 | 58444862.75 | 20250 | 58444862.75 | Bethel | 38-S
| University of Alaska Fairbanks | Voc-Tech Building | EMERGENCY EGRESS LANDING LIGHTING INSTALLATION | 65000 | 58509862.75 | 65000 | 58509862.75 | Bethel | 38-S
| University of Alaska Fairbanks | Voc-Tech Building | HVAC SYSTEM REPLACEMENT | 400000 | 58909862.75 | 400000 | 58909862.75 | Bethel | 38-S
| University of Alaska Fairbanks | Voc-Tech Building | LIGHTING REPLACEMENT | 16000 | 58925862.75 | 16000 | 58925862.75 | Bethel | 38-S
| University of Alaska Fairbanks | Voc-Tech Building | MDP DEMOLITION AND RELOCATION | 675000 | 59600862.75 | 675000 | 59600862.75 | Bethel | 38-S
| University of Alaska Fairbanks | Voc-Tech Building | OVERHEAD PIPING REROUTE | 10000 | 59610862.75 | 10000 | 59610862.75 | Bethel | 38-S
| University of Alaska Fairbanks | Voc-Tech Building | PLUMBING SYSTEM RENOVATION | 500000 | 60110862.75 | 500000 | 60110862.75 | Bethel | 38-S
| University of Alaska Fairbanks | Voc-Tech Building | RESTROOM RENOVATION | 150000 | 60260862.75 | 150000 | 60260862.75 | Bethel | 38-S
| University of Alaska Fairbanks | Voc-Tech Building | SITE WORK RENOVATION | 55000 | 60315862.75 | 55000 | 60315862.75 | Bethel | 38-S
| University of Alaska Fairbanks | Warm Storage Building | ADD ELECTRICAL OUTLETS TO REMOVE PLUG STRIPS | 50000 | 60365862.75 | 50000 | 60365862.75 | Chatanika | 6-C
| University of Alaska Fairbanks | Wood, Margaret Building | ALARM MONITOR INSTALLMENT | 5000 | 60370862.75 | 5000 | 60370862.75 | Dillingham | 37-S
| University of Alaska Fairbanks | Wood, Margaret Building | EXTERIOR LIGHTING UPGRADE | 13000 | 60383862.75 | 13000 | 60383862.75 | Dillingham | 37-S
| University of Alaska Fairbanks | Wood, Margaret Building | HVAC RENOVATIONS FOR CODE AND AGED EQUIPMENT | 390000 | 60773862.75 | 390000 | 60773862.75 | Dillingham | 37-S
| University of Alaska Fairbanks | Wood, Margaret Building | INTERIOR LIGHTING UPGRADE | 10000 | 60783862.75 | 10000 | 60783862.75 | Dillingham | 37-S
| University of Alaska Fairbanks | Wood, Margaret Building | ROOM ADDITION | 240000 | 61023862.75 | 240000 | 61023862.75 | Dillingham | 37-S
| University of Alaska Fairbanks | Wood, Margaret Building | SIGNAGE INSTALLMENT | 25000 | 61048862.75 | 25000 | 61048862.75 | Dillingham | 37-S
| University of Alaska Fairbanks | Wood, Margaret Building | SIGNAGE REFURBISHMENT | 15000 | 61063862.75 | 15000 | 61063862.75 | Dillingham | 37-S
| University of Alaska Fairbanks | Wood, Margaret Building | SPRINKLER INSTALLMENT | 65000 | 61128862.75 | 65000 | 61128862.75 | Dillingham | 37-S
| University of Alaska Fairbanks | Yellow Lab | 100% REPLACEMENT OF VENTILATION SYSTEM | 107100 | 61235962.75 | 107100 | 61235962.75 | Seward | 29-O
| University of Alaska Fairbanks | Yellow Lab | BUILDING ENVELOPE AND EXTERIOR RENOVATIONS | 228690 | 61464652.75 | 228690 | 61464652.75 | Seward | 29-O
| University of Alaska Fairbanks | Yellow Lab | CEILING AND LIGHTING UPGRADES | 66300 | 61530952.75 | 66300 | 61530952.75 | Seward | 29-O
| University of Alaska Fairbanks | Yellow Lab | RENOVATE ELECTRICAL SYSTEM | 98337 | 61629289.75 | 98337 | 61629289.75 | Seward | 29-O
| University of Alaska Fairbanks | Yellow Lab | RENOVATE FIRE ALARM SYSTEM | 35550 | 61664839.75 | 35550 | 61664839.75 | Seward | 29-O
| University of Alaska Fairbanks | Yellow Lab | RENOVATE MECHANICAL SYSTEM | 128066 | 61792905.75 | 128066 | 61792905.75 | Seward | 29-O
| University of Alaska Fairbanks | Yellow Lab | Replace Windows | 56700 | 61849605.75 | 56700 | 61849605.75 | Seward | 29-O
| University of Alaska Fairbanks | Yellow Lab | RESTROOM RENOVATION | 26746 | 61876351.75 | 26746 | 61876351.75 | Seward | 29-O
| University of Alaska Fairbanks | Yellow Lab | SITE REPAIRS INCLUDING REVISIONS TO SEAWATER SYSTEM | 575000 | 62451351.75 | 575000 | 62451351.75 | Seward | 29-O
| University of Alaska Fairbanks | Yellow Lab | STRUCTURAL REPAIRS | 225000 | 62676351.75 | 225000 | 62676351.75 | Seward | 29-O
| University of Alaska Fairbanks | Yup'ik Language Center | ADJUST WALKWAY CONNECTING TO KU105, ENCLOSE CRAWL SPACE. | 65000 | 62741351.75 | 65000 | 62741351.75 | Bethel | 38-S
| University of Alaska Fairbanks | Yup'ik Language Center | BURIED CIRCUIT, RISER, AND GROUNDING INSTALLATION | 10000 | 62751351.75 | 10000 | 62751351.75 | Bethel | 38-S
| University of Alaska Fairbanks | Yup'ik Language Center | ELECTRICAL RENOVATION AND RENEWAL | 145000 | 62896351.75 | 145000 | 62896351.75 | Bethel | 38-S
| University of Alaska Fairbanks | Yup'ik Language Center | EXIT SIGNS REPLACEMENT, EMERGENCY AND EGRESS LANDING LIGHTS INSTALLATION | 6000 | 62902351.75 | 6000 | 62902351.75 | Bethel | 38-S
| University of Alaska Fairbanks | Yup'ik Language Center | FENCE-MOUNTED HEADBOLT HEATER DUPLEX OUTLET REPLACEMENT | 5000 | 62907351.75 | 5000 | 62907351.75 | Bethel | 38-S
| University of Alaska Fairbanks | Yup'ik Language Center | FIRE ALARM REPLACEMENT AND RENEWAL | 25000 | 62932351.75 | 25000 | 62932351.75 | Bethel | 38-S
| University of Alaska Fairbanks | Yup'ik Language Center | INSULATION REPLACEMENT AND RENEWAL | 5750 | 62938101.75 | 5750 | 62938101.75 | Bethel | 38-S
| University of Alaska Fairbanks | Yup'ik Language Center | LIGHTING AND SWITCHING REPLACEMENT | 16000 | 62954101.75 | 16000 | 62954101.75 | Bethel | 38-S
| University of Alaska Fairbanks | Yup'ik Language Center | PIPE BOLLARDS INSTALLATION | 75000 | 63029101.75 | 75000 | 63029101.75 | Bethel | 38-S
| University of Alaska Fairbanks | Yup'ik Language Center | REAR DOOR LANDING RENOVATION | 40000 | 63069101.75 | 40000 | 63069101.75 | Bethel | 38-S
| University of Alaska Fairbanks | Yup'ik Language Center | RENOVATION AND RENEWAL OF FACILTY | 700000 | 63769101.75 | 700000 | 63769101.75 | Bethel | 38-S
| University of Alaska Fairbanks | Yup'ik Language Center | STRUCTURAL CONNECTION INSTALLATION | 5000 | 63774101.75 | 5000 | 63774101.75 | Bethel | 38-S
| University of Alaska Fairbanks | Yup'ik Museum, Library & Cultural Ctr | ABS CONDUIT DEMOLITION AND CABLE TRAY INSTALLMENT | 5000 | 63779101.75 | 5000 | 63779101.75 | Bethel | 38-S
| University of Alaska Fairbanks | Yup'ik Museum, Library & Cultural Ctr | AIR HANDLER MAINTENANCE AND RENOVATION | 7250 | 63786351.75 | 7250 | 63786351.75 | Bethel | 38-S
| University of Alaska Fairbanks | Yup'ik Museum, Library & Cultural Ctr | BURIED CIRCUIT, RISER, AND GROUNDING INSTALLATION | 15000 | 63801351.75 | 15000 | 63801351.75 | Bethel | 38-S
| University of Alaska Fairbanks | Yup'ik Museum, Library & Cultural Ctr | CARPET REPLACEMENT | 110000 | 63911351.75 | 110000 | 63911351.75 | Bethel | 38-S
| University of Alaska Fairbanks | Yup'ik Museum, Library & Cultural Ctr | CHILLER, CHILLED WATER PIPING, AND PUMPING SYSTEM DEMOLITION | 11250 | 63922601.75 | 11250 | 63922601.75 | Bethel | 38-S
| University of Alaska Fairbanks | Yup'ik Museum, Library & Cultural Ctr | DATA/COMM SYSTEMS UPGRADES | 85000 | 64007601.75 | 85000 | 64007601.75 | Bethel | 38-S
| University of Alaska Fairbanks | Yup'ik Museum, Library & Cultural Ctr | ELECTRICAL SYSTEM RENOVATION | 180000 | 64187601.75 | 180000 | 64187601.75 | Bethel | 38-S
| University of Alaska Fairbanks | Yup'ik Museum, Library & Cultural Ctr | EMERGENCY EGRESS LIGHTING INSTALLATION | 50000 | 64237601.75 | 50000 | 64237601.75 | Bethel | 38-S
| University of Alaska Fairbanks | Yup'ik Museum, Library & Cultural Ctr | EXTERIOR RENEWAL AND ENERGY UPGRADE | 1200000 | 65437601.75 | 1200000 | 65437601.75 | Bethel | 38-S
| University of Alaska Fairbanks | Yup'ik Museum, Library & Cultural Ctr | EXTERIOR SIDING REPLACEMENT AND REPAINT | 50000 | 65487601.75 | 50000 | 65487601.75 | Bethel | 38-S
| University of Alaska Fairbanks | Yup'ik Museum, Library & Cultural Ctr | FIRE ALARM SYSTEM REPLACEMENT | 250000 | 65737601.75 | 250000 | 65737601.75 | Bethel | 38-S
| University of Alaska Fairbanks | Yup'ik Museum, Library & Cultural Ctr | FLOOR BOX OUTLET REPLACEMENT | 65000 | 65802601.75 | 65000 | 65802601.75 | Bethel | 38-S
| University of Alaska Fairbanks | Yup'ik Museum, Library & Cultural Ctr | HPS FIXTURE REPLACEMENT | 5000 | 65807601.75 | 5000 | 65807601.75 | Bethel | 38-S
| University of Alaska Fairbanks | Yup'ik Museum, Library & Cultural Ctr | HVAC SYSTEM UPGRADE | 12750 | 65820351.75 | 12750 | 65820351.75 | Bethel | 38-S
| University of Alaska Fairbanks | Yup'ik Museum, Library & Cultural Ctr | HVAC SYSTEMS RENOVATION | 500000 | 66320351.75 | 500000 | 66320351.75 | Bethel | 38-S
| University of Alaska Fairbanks | Yup'ik Museum, Library & Cultural Ctr | INTERIOR ARCHITECTURAL RENOVATIONS | 85000 | 66405351.75 | 85000 | 66405351.75 | Bethel | 38-S
| University of Alaska Fairbanks | Yup'ik Museum, Library & Cultural Ctr | INTERIOR REFINISH AND REPAINT | 310000 | 66715351.75 | 310000 | 66715351.75 | Bethel | 38-S
| University of Alaska Fairbanks | Yup'ik Museum, Library & Cultural Ctr | IP DOME CAMERA INSTALLATION | 10000 | 66725351.75 | 10000 | 66725351.75 | Bethel | 38-S
| University of Alaska Fairbanks | Yup'ik Museum, Library & Cultural Ctr | LIGHTING CONTROL REPLACEMENT | 10000 | 66735351.75 | 10000 | 66735351.75 | Bethel | 38-S
| University of Alaska Fairbanks | Yup'ik Museum, Library & Cultural Ctr | LIGHTING RENOVATION | 50000 | 66785351.75 | 50000 | 66785351.75 | Bethel | 38-S
| University of Alaska Fairbanks | Yup'ik Museum, Library & Cultural Ctr | LIGHTING REPLACEMENT | 65000 | 66850351.75 | 65000 | 66850351.75 | Bethel | 38-S
| University of Alaska Fairbanks | Yup'ik Museum, Library & Cultural Ctr | LOAD STUDY | 25000 | 66875351.75 | 25000 | 66875351.75 | Bethel | 38-S
| University of Alaska Fairbanks | Yup'ik Museum, Library & Cultural Ctr | MUSEUM STORAGE AND DISPLAY CASEWORK | 210000 | 67085351.75 | 210000 | 67085351.75 | Bethel | 38-S
| University of Alaska Fairbanks | Yup'ik Museum, Library & Cultural Ctr | PANEL REPLACEMENT | 10000 | 67095351.75 | 10000 | 67095351.75 | Bethel | 38-S
| University of Alaska Fairbanks | Yup'ik Museum, Library & Cultural Ctr | PEDESTRIAN LIGHTING POLE REPLACEMENT | 10000 | 67105351.75 | 10000 | 67105351.75 | Bethel | 38-S
| University of Alaska Fairbanks | Yup'ik Museum, Library & Cultural Ctr | PIPE INSULATION REPLACEMENT | 7000 | 67112351.75 | 7000 | 67112351.75 | Bethel | 38-S
| University of Alaska Fairbanks | Yup'ik Museum, Library & Cultural Ctr | PLUMBING REPAIR | 65000 | 67177351.75 | 65000 | 67177351.75 | Bethel | 38-S
| University of Alaska Fairbanks | Yup'ik Museum, Library & Cultural Ctr | REVITALIZE THE LABS-SOUTH WING | 225000 | 67402351.75 | 225000 | 67402351.75 | Bethel | 38-S
| University of Alaska Fairbanks | Yup'ik Museum, Library & Cultural Ctr | ROOM AND EQUIPMENT RENOVATION | 5000 | 67407351.75 | 5000 | 67407351.75 | Bethel | 38-S
| University of Alaska Fairbanks | Yup'ik Museum, Library & Cultural Ctr | SIDING AND RAILING REFINISH | 425000 | 67832351.75 | 425000 | 67832351.75 | Bethel | 38-S
| University of Alaska Fairbanks | Yup'ik Museum, Library & Cultural Ctr | STEAM BOILER DEMOLITION | 25000 | 67857351.75 | 25000 | 67857351.75 | Bethel | 38-S
| University of Alaska Fairbanks | Yup'ik Museum, Library & Cultural Ctr | WALL AND CEILING REPAIR | 250000 | 68107351.75 | 250000 | 68107351.75 | Bethel | 38-S
| University of Alaska Fairbanks | Yup'ik Museum, Library & Cultural Ctr | WATER CLOSET REPLACEMENT | 6000 | 68113351.75 | 6000 | 68113351.75 | Bethel | 38-S
| University of Alaska Fairbanks | Yup'ik Museum, Library & Cultural Ctr | WATER CLOSET ROOM REPAIR | 125000 | 68238351.75 | 125000 | 68238351.75 | Bethel | 38-S
| University of Alaska Fairbanks | Voc-Tech Building | ELECTRICAL DISTRIBUTION CENTER REPLACEMENT | 50000 | 68288351.75 | 50000 | 68288351.75 | Bethel | 38-S
| University of Alaska Fairbanks | Wood, Margaret Building | REPLACE FIRE ALARM SYSTEM | 45000 | 68333351.75 | 45000 | 68333351.75 | Dillingham | 37-S

## UAS Main & Community Campuses
University of Alaska
(Formatted to Thousands)
|  |  |  | Project Cost ($00.0) | Running Total ($00.0) | GF Cost ($00.0) | GF Running Total ($00.0)
Dept. | [7 empty] | Location (City) | House District
Priority | Allocation | Project Title | Project Description
| University of Alaska Southeast | Infrastructure | Campus Back Up Power System; UAS has several back up power systems that provide power to a few systems that have been deemed critical to campus. However, much of campus is not able to work during a power outage because there are many electrical systems that are not connected to a back-up power system. This project will install additional back-up power systems that can accommodate all of the electrical demands on the main Juneau campus. | 1000000 | 1000000 | 1000000 | 1000000 | Juneau | 34-Q
| University of Alaska Southeast | Infrastructure | Covered Stairway Soboleff / Railing; The pedestrian route from the courtyard to the lower levels classrooms in Novatney & Whitehead buildings is not intuitive, which causes students and staff to take a shortcut down the steep grass slope between the Whitehead and Soboleff buildings. This is not a formal sidewalk or stairway and is unsafe, especially during the winter when the slope is covered in ice or snow. This project will install a covered stairway from the courtyard down to the lower sidewalk level. | 200000 | 1200000 | 200000 | 1200000 | Juneau | 34-Q
| University of Alaska Southeast | Infrastructure | Grounds Green House; UAS grounds does a lot with plants on campus and having a greenhouse would greatly improve the diversity, dependability and efficiencies of plantings on campus. This project would install a 30x50 green house somewhere close to campus | 100000 | 1300000 | 100000 | 1300000 | Juneau | 34-Q
| University of Alaska Southeast | Infrastructure | Install more Security Cameras; UAS currently has security cameras at the entrances of our main buildings and parking lots. However, there are many staff and faculty on campus that campus safety will be improved with more cameras on campus to capture all building entrances and major hallways. This project will install more security cameras around campus in these areas. | 200000 | 1500000 | 200000 | 1500000 | Juneau | 34-Q
| University of Alaska Southeast | Infrastructure | Jones House driveway; Connect Jones House to Auke Lake Way with driveway. | 80000 | 1580000 | 80000 | 1580000 | Juneau | 34-Q
| University of Alaska Southeast | Infrastructure | Juneau Campus parking lot and sidewalk repairs; Constructed in the mid-1980’s, many of the paved sidewalks and parking lots around the University of Alaska Southeast (UAS) Juneau campus are either beginning to fail, or nearing the end of their useful lives. In order to set priorities for repairing the numerous pavement and drainage deficiencies, this work will be done in phases. This project phase will remove and replace about 20% of the pavement in the 3-10 year category identified in the Engineers pavement report | 100000 | 1680000 | 100000 | 1680000 | Juneau | 34-Q
| University of Alaska Southeast | Infrastructure | Juneau Campus Pavement Replacement Phase 2; Constructed in the mid-1980’s, many of the paved surfaces around the University of Alaska Southeast (UAS) Juneau campus are either beginning to fail, or nearing the end of their useful lives. In order to set priorities for repairing the numerous pavement and drainage deficiencies, this work will be done in phases. This project phase will remove and replace about one half of the pavement in the 3-10 year category identified in the Engineers pavement report | 500000 | 2180000 | 500000 | 2180000 | Juneau | 34-Q
| University of Alaska Southeast | Infrastructure | Juneau Campus Pavement Replacement Phase 3; Constructed in the mid-1980’s, many of the paved surfaces around the University of Alaska Southeast (UAS) Juneau campus are either beginning to fail, or nearing the end of their useful lives. In order to set priorities for repairing the numerous pavement and drainage deficiencies, this work will be done in phases. This project phase will remove and replace about one half of the pavement in the 3-10 year category identified in the Engineers pavement report | 700000 | 2880000 | 700000 | 2880000 | Juneau | 34-Q
| University of Alaska Southeast | Infrastructure | Landscaping Around Apartment Units; The landscaping around the Housing Apartment Units has died over the years and has not been replaced. This project will replace and improve the landscaping around the Housing Apartment Units. This project can be phased over several years as funding becomes available. | 200000 | 3080000 | 200000 | 3080000 | Juneau | 34-Q
| University of Alaska Southeast | Infrastructure | Renovate Water Main; The 16-inch watermain that supplies juneau main campus is almost 49 years old and has failed in two locations. It is unknown if there are other sections of this water main that is reaching the failure point. This project will investigate the condition of this water main, estimate risk of another failure, make reccomendations for improvments, and construct these improvments | 999999.9999 | 4079999.9999 | 999999.9999 | 4079999.9999 | Juneau | 34-Q
| University of Alaska Southeast | Infrastructure | Replace dumpster & recycle facility #2; Existing facility is dated and does not fit current housing look. New structure would be similar to facility constructed in 2012. | 450000 | 4529999.9999 | 450000 | 4529999.9999 | Juneau | 34-Q
| University of Alaska Southeast | Infrastructure | Stairway Covers; The exterior stairways frequently experience a buildup of snow and ice on the steps. Grounds crews spend an inordinate amount of time removing snow and ice. However, it is often not enough to keep up with the Juneau freeze thaw cycles. This project will install covers over the stairways to prevent snow buildup and reduce the risk of students slipping. | 40000 | 4569999.9999 | 40000 | 4569999.9999 | Juneau | 34-Q
| University of Alaska Southeast | Infrastructure | Student Housing Courtyard Resurfacing; Housing courtyard is surfaced with grass create pavers that have not functioned as advertised. The housing courtyard has an un-finished muddy look. This project will install new concrete pavers and landscaping | 125000 | 4694999.9999 | 125000 | 4694999.9999 | Juneau | 34-Q
| University of Alaska Southeast | Infrastructure | TEC Overpass - Paint and DOT Maintenance List; Inspections performed by DOT&PF bridge section recommend the over pass be repainted. This project will repaint the overpass with a composite paint system that is expected to last more than 50 years. | 150000 | 4844999.9999 | 150000 | 4844999.9999 | Juneau | 34-Q
| University of Alaska Southeast | Hendrickson, Waino E. Building | Install elevated non-conductive grating in utility corridor; Access to the electrical shutoff for the building is through a corridor that has potential to be flooded by the water supply line. This project will install a non-conductive floor grating to ensure safe access to the electrical shutoff in the event of a water supply line failure. | 75000 | 4919999.9999 | 75000 | 4919999.9999 | Juneau | 34-Q
| University of Alaska Southeast | Hendrickson, Waino E. Building | Lower level entry vestibule & roof installation; This project will add an entry vestibule to the existing lower entrance door to the Hendrickson building. This will improve the thermal efficiently of the building and lower heating costs. This project can be designed, bid and constructed in the current fiscal year | 125000 | 5044999.9999 | 125000 | 5044999.9999 | Juneau | 34-Q
| University of Alaska Southeast | Hendrickson, Waino E. Building | Replace mansard; Replace mansard | 75000 | 5119999.9999 | 75000 | 5119999.9999 | Juneau | 34-Q
| University of Alaska Southeast | Hendrickson, Waino E. Building | Replace Roofing System; Hendrickson Roof was replaced in 1999 and is due to be replaced in ?? Years. | 500000 | 5619999.9999 | 500000 | 5619999.9999 | Juneau | 34-Q
| University of Alaska Southeast | Hendrickson Annex | Demolish & Repurpose Hendrickson Annex; The Hendrickson Annex is more than 36 years old and half of the building was a "temporary" addition that was not built to standard permanent construction standards. The construction quality of the addition is one small step above an ATCO trailer, it is not an efficient use of energy, accommodations or work space. With the proposed UA reductions this building will no longer be needed. | 75000 | 5694999.9999 | 75000 | 5694999.9999 | Juneau | 34-Q
| University of Alaska Southeast | Hendrickson Annex | Replace exterior deck and ramp access; The Exterior Deck going around the Hendrickson Annex building is exposed to Juneau's rainy weather and is starting to rot. This project will replace the deck and ramp access. | 79903 | 5774902.9999 | 79903 | 5774902.9999 | Juneau | 34-Q
| University of Alaska Southeast | Hendrickson Annex | Replace metal roof and skylights; The metal roofing system is xx years old and reaching the end of it's useful life. This project will replace the roofing system. | 192244 | 5967146.9999 | 192244 | 5967146.9999 | Juneau | 34-Q
| University of Alaska Southeast | Soboleff, Walter A. Building | Art Lab Ceiling / Lighting Replacement; The Ceiling and lights in the lower Soboleff building are no longer supported with of the shelf parts requiring special ordering and salvaging other lights. The ceiling is outdated and the type makes any utility work difficult and expensive. This project will remove the existing ceiling and install a new drop ceiling matching other places on campus. | 50000 | 6017146.9999 | 50000 | 6017146.9999 | Juneau | 34-Q
| University of Alaska Southeast | Soboleff, Walter A. Building | Fence Surrounding Pottery Kiln; This project will install a fence around the Kiln area improve the esthetic appareance of this natural gathreing area. The fence will include locking gates that will help protect and secure the equipment and supplies stored in the Kiln shelter. | 40000 | 6057146.9999 | 40000 | 6057146.9999 | Juneau | 34-Q
| University of Alaska Southeast | Whitehead, William Massie and Dorothy Johnson Building | Replace ASHP; UAS has several buildings with LG Air Source Heat Pumps to heat the building. Unfortunately, they have not performed as intended with lower heat recovery and frequent breakdowns. Getting someone to repair the system has been expensive and difficult, resulting in the system being down for months. This project will replace the ASHP with a system that is more reliable. This project supports UA’s priority of reducing fixed cost base by increasing efficiency of the heating system and lowering annual energy costs. | 500000 | 6557146.9999 | 500000 | 6557146.9999 | Juneau | 34-Q
| University of Alaska Southeast | Novatney, Dorothy Building | Replace Elevator; Elevator equipment is……....xxx years old. The existing elevator rocks and rattles and makes riders feel uncomfortable. This project will replace the elevator. The Elevator technician recommend in 2017 the elevator be replaced soon | 327000 | 6884146.9999 | 327000 | 6884146.9999 | Juneau | 34-Q
| University of Alaska Southeast | Mourant, Rob Building | Fire Alarm Replacement; Fire alarm system is over 35 years old. Servicing of system is becoming difficult. | 60000 | 6944146.9999 | 60000 | 6944146.9999 | Juneau | 34-Q
| University of Alaska Southeast | Mourant, Rob Building | Replace Lighting in Cafeteria; The lighting fixtures in the Cafeteria are a vintage 1970's and makes the room look retro-outdated. This project will replace the lighting with LED lights and fixtures that are more generic so they do not go out of style in 10 years | 75000 | 7019146.9999 | 75000 | 7019146.9999 | Juneau | 34-Q
| University of Alaska Southeast | Egan, William A. Library and Classroom Wing | Emergency Power Improvements; Upgrade emergency power so Egan can act as a back-up IT base, Also some additional power for mechanical pumps | 100000 | 7119146.9999 | 100000 | 7119146.9999 | Juneau | 34-Q
| University of Alaska Southeast | Egan, William A. Library and Classroom Wing | Renovate HVAC controls; Eliminate Pneumatic Controls, upgrade HVAC controls, investigate energy recovery upgrades | 1000000 | 8119146.9999 | 1000000 | 8119146.9999 | Juneau | 34-Q
| University of Alaska Southeast | Egan, William A. Library and Classroom Wing | Replace carpet; The carpet in the Egan Library was installed when the building was constructed. The carpet is now more than 20 years old, fading and showing its age with holes being covered up with throw rugs in high traffic areas. This project will replace carpet in the main building | 225000 | 8344146.9999 | 225000 | 8344146.9999 | Juneau | 34-Q
| University of Alaska Southeast | Egan, William A. Library and Classroom Wing | Replace Elevator; The Elevator in the Egan Library was installed in 19xx. Elevator Technician recommended in 2017 the elevator be re-built soon Front and rear opening original Otis equipment with early microprocessor LRV. The Vendor was running out of these boards in 2020 and recommend a full modernization. | 327000 | 8671146.9999 | 327000 | 8671146.9999 | Juneau | 34-Q
| University of Alaska Southeast | Egan, William A. Library and Classroom Wing | Replace the Screening Room seating; The existing seating is not comfortable for the modern American student and needs to be replaced with wider seats. | 100000 | 8771146.9999 | 100000 | 8771146.9999 | Juneau | 34-Q
| University of Alaska Southeast | Anderson, Clarence L. Building | Anderson Scuba Locker / Lab Repurpose; The laboratory currently located in the NSRL building will be moving over to the Anderson building to consolidate space and programs and subsequently sale or lease the NSRL building. This project will renovate the Scuba Locker in the Anderson building to accommodate this lab | 350000 | 9121146.9999 | 350000 | 9121146.9999 | Juneau | 34-Q
| University of Alaska Southeast | Anderson, Clarence L. Building | Anderson Window replacement; Aging windows are inefficient, and difficult to open and close. Replacing windows will reduce heating costs through more efficient design, and by making windows easier to close and latch. Some windows are also showing a metallic colored patina. | 800000 | 9921146.9999 | 800000 | 9921146.9999 | Juneau | 34-Q
| University of Alaska Southeast | Anderson, Clarence L. Building | Replace hazmat shed; The exterior shell of the hazmat shed is rusted thru in several spaces exposing the inner insulation shell. The inner metal shell appears to be still intact. The shelter needs to be replaced before the inner steel shell rust thru. | 80000 | 10001146.9999 | 80000 | 10001146.9999 | Juneau | 34-Q
| University of Alaska Southeast | Student Lodge | Install elevator; There is no ADA access to the top meeting room in the lodge. However, this space is currently used as storage and no student programs use this space | 217661 | 10218807.9999 | 217661 | 10218807.9999 | Juneau | 34-Q
| University of Alaska Southeast | Student Lodge | Replace lighting in main rooms with LED; Existing lighting is harsh and does not give the space a welcoming atmosphere. This project will hire a consultant to design a slighting system that is more appropriate for a loge atmosphere | 20000 | 10238807.9999 | 20000 | 10238807.9999 | Juneau | 34-Q
| University of Alaska Southeast | Student Lodge | Upgrade Generator Controls; The housing lodge generator is still running off mechanical controls. This project will upgrade the controls to electronic that provide more control to operators. | 100000 | 10338807.9999 | 100000 | 10338807.9999 | Juneau | 34-Q
| University of Alaska Southeast | Student Housing Unit A | Re-Keying ; The local lock smith's are no longer servicing the existing Mortis Lock System. This project will re-place the lock systems at housing | 100000 | 10438807.9999 | 100000 | 10438807.9999 | Juneau | 34-Q
| University of Alaska Southeast | Student Housing Unit A | Replace Boilers in the Housing Units; The Boilers in the housing units were installed in early 1980s and are reaching the end of their useful life. This project will replace the boilers and install current heating components associated with boilers. They can be replaced one at a time as funding becomes available. | 350000 | 10788807.9999 | 350000 | 10788807.9999 | Juneau | 34-Q
| University of Alaska Southeast | Technical Education Center | Boiler Replacement; Marine Core (TEC) building boilers date from the 1983 construction of the Technical Education Center and have reached the end of their service lives. This project will conduct a system heating analysis looking at options for replacing the boilers with oil, electric, or heat pump systems. Then the most long term economical heating system will be designed and installed. | 500000 | 11288807.9999 | 500000 | 11288807.9999 | Juneau | 34-Q
| University of Alaska Southeast | Technical Education Center | Classroom Wall Partition; The existing classroom in the Technical Education Center can accommodate 75 students. While this is appropriate for a few classes, most of the classes held in this room have fewer than 40 students. Adding a folding wall to this classroom will improve the teaching environment for the smaller classes sizes and make it possible to schedule more classes in the same space. | 90000 | 11378807.9999 | 90000 | 11378807.9999 | Juneau | 34-Q
| University of Alaska Southeast | Technical Education Center | Exterior Lighting Replacement ; The exterior lighting at the Marine Core Technical Education Building is dimly lit contributing to the higher crime rate in this area of town. This project will replace existing lighting system with a new LED lighting system that increases the ambient light to nationally recognized standards while reducing the overall power consumption. This project can be designed and constructed in the current fiscal year | 100000 | 11478807.9999 | 100000 | 11478807.9999 | Juneau | 34-Q
| University of Alaska Southeast | Technical Education Center | Exterior Wall Panel Replacement - Phase 1; The Marine Core Technical Education Center building is exposed to severe weather off the channel. The finish on 3100 sq. ft... of siding is failing and the panels beneath are rusting after 35 years of exposure. Increase insulation value from R-10 to R-30. This project will repair or replace the siding on the second floor down Channel side only. | 200000 | 11678807.9999 | 200000 | 11678807.9999 | Juneau | 34-Q
| University of Alaska Southeast | Technical Education Center | Exterior Wall Panel Replacement - Phase Il; The Marine Core Technical Education Center building is exposed to severe weather off the channel. The finish on 3100 sq. ft... of siding is failing and the panels beneath are rusting after 35 years of exposure. Increase insulation value from R-10 to R-30. This project will repair or replace the siding of the East, West, North sides of the building. | 1000000 | 12678807.9999 | 1000000 | 12678807.9999 | Juneau | 34-Q
| University of Alaska Southeast | Technical Education Center | Exterior Wall Panel Replacement - Phase Ill; The Marine Core Technical Education Center building is exposed to severe weather off the channel. The finish siding is failing and the panels beneath are rusting after 35 years of exposure. This project will repair or replace the siding of the penthouse. | 125000 | 12803807.9999 | 125000 | 12803807.9999 | Juneau | 34-Q
| University of Alaska Southeast | Technical Education Center | Overhead Door Replacement; The overhead doors accessing Automotive, Diesel and Construction Tech shops have reached the end of their useful life and no longer shut tightly and keep the elements outside. This project will replace the existing overhead doors which will lower our heating costs. | 150000 | 12953807.9999 | 150000 | 12953807.9999 | Juneau | 34-Q
| University of Alaska Southeast | Technical Education Center | Replace Roof System; The TEC roof is xx years old and the warranty was xx years. The roof has reached it's life expectancy, pavers are crumbling and the roof system should be replaced. This project will replace roof on the Technical Education Center (TEC) in Juneau. These project would remove and replace existing roofing systems and add insulation to meet current design standards. | 750000 | 13703807.9999 | 750000 | 13703807.9999 | Juneau | 34-Q
| University of Alaska Southeast | Technical Education Center | Upgrade interior lights to LED; Existing fixtures are old and should be replaced. | 240000 | 13943807.9999 | 240000 | 13943807.9999 | Juneau | 34-Q
| University of Alaska Southeast | Stover House | Accessible toilet rooms; Facilities Services does not have a accessible restroom. This project will remodel one restroom to be accessible | 200000 | 14143807.9999 | 200000 | 14143807.9999 | Juneau | 34-Q
| University of Alaska Southeast | Stover House | Add accessibility entry; Facilities Services building does not have an accessible access to the second floor. This project will install an elevator or similar | 125000 | 14268807.9999 | 125000 | 14268807.9999 | Juneau | 34-Q
| University of Alaska Southeast | Stover House | Facilities fuel shed & tank replacement; The facilities tool shed and fuel tanks were set up as a temporary facility more than 25 years ago. The sheds are now rotting and the tanks are rusting. This project will replace the shed and tanks with new facilities that are intended to be permanent including fuel dispensers that collect purchase data that can be uploaded to the Facilities Services accounting system. This will reduce the cost of manual tracking of fuel purchases. This project can be designed and constructed in the current fiscal year. | 225000 | 14493807.9999 | 225000 | 14493807.9999 | Juneau | 34-Q
| University of Alaska Southeast | Stover House | Pave Parking Lot - Phase 2; One half of the Facilities parking lot is gravel, causing dust, mud and increased maintenance costs. This project will Pave the second half of the gravel parking lot and extend lighting up the driveway. | 150000 | 14643807.9999 | 150000 | 14643807.9999 | Juneau | 34-Q
| University of Alaska Southeast | Banfield, Mildred H. Hall | Banfield Hall Fuel Tank Replacement; Banfield Hall fuel tank is xx years old and reached the end of their useful life and need to be replaced before they start leaking. | 150000 | 14793807.9999 | 150000 | 14793807.9999 | Juneau | 34-Q
| University of Alaska Southeast | Banfield, Mildred H. Hall | Install Back-up Power; Banfield Hall is a student residence hall and does not have any back-up power. If Juneau had an extended power outage, the building would go cold and could not be used. | 260000 | 15053807.9999 | 260000 | 15053807.9999 | Juneau | 34-Q
| University of Alaska Southeast | Banfield, Mildred H. Hall | Install Electronic Key Card System; Electronic Door Locking systems similar to what hotels use are becoming more flexible and affordable. This project will install card lock system on the front door and the bedroom doors. | 45000 | 15098807.9999 | 45000 | 15098807.9999 | Juneau | 34-Q
| University of Alaska Southeast | Banfield, Mildred H. Hall | Replace Corridor Lighting with LED; Lights in the corridors are dim and to not create an inviting atmosphere. This project will replace the existing lights with LED lights that are more energy efficient with a lighting design more appropriate for a residence hall | 440000 | 15538807.9999 | 440000 | 15538807.9999 | Juneau | 34-Q
| University of Alaska Southeast | Banfield, Mildred H. Hall | Replace Elevator; The Elevator in Banfield hall was installed in 1996 and the oil pump unit was replaced in 2016? However, the elevator control unit is no longer being serviced by the vendor and we would have no way to repair it if it should fail. Also, the smoke closures are of an old style that is no longer recommended. This project will replace the controls and smoke closures. | 172449.6875 | 15711257.6874 | 172449.6875 | 15711257.6874 | Juneau | 34-Q
| University of Alaska Southeast | Banfield, Mildred H. Hall | Replace Roofing System; The roofing system on Banfield Hall is 23 years old and the warranty has expired. | 300000 | 16011257.6874 | 300000 | 16011257.6874 | Juneau | 34-Q
| University of Alaska Southeast | Student Recreation Center | Exterior Lighting for Parking & Building; The existing lighting system is using old technology and is not evenly distributed across the site. This creates shadows and bright spots making it difficult to see walking surfaces, leading to trips and falls. The existing light fixtures placed along the walkway are of a poor quality and require a lot of time and expense to keep operating. This project will replace all of the exterior lights with new LED lighting system which will reduce power costs and increase safety of students, staff and faculty. Funding for this project will be split with the Army National Guard according to the current use agreement. This project can be designed, bid and constructed in the current fiscal year. | 135000 | 16146257.6874 | 135000 | 16146257.6874 | Juneau | 34-Q
| University of Alaska Southeast | Student Recreation Center | Replace Sliding Cantilever Gates with Vertical Swing Gates; Existing sliding cantilever gates fail frequently during cold weather and high snow events. This project will replace the sliding gates with Vertical swing gates which have worked well at other locations in Juneau. Funding for this project will be split with the Army National Guard according to the current use agreement. This project can be designed, bid and constructed in the current fiscal year. | 55000 | 16201257.6874 | 55000 | 16201257.6874 | Juneau | 34-Q
| University of Alaska Southeast | Natural Sciences Research Lab | Replace fire alarm & detection system; Natural Science Research Lab (NSRL) fire alarm and detection system will not be supported by the manufacturer in the near future and needs to be replaced | 85000 | 16286257.6874 | 85000 | 16286257.6874 | Juneau | 34-Q
| University of Alaska Southeast | Pugh, John R. Residence Hall | Install Electronic Key Card System; Electronic Door Locking systems similar to what hotels use are becoming more flexible and affordable. This project will install card lock system on the front door and the bedroom doors. | 45000 | 16331257.6874 | 45000 | 16331257.6874 | Juneau | 34-Q
| University of Alaska Southeast | Pugh, John R. Residence Hall | Replace ASHP; The Air Source Heat Pumps have not performed as intened with lower heat recovery and frequent breakdowns. Getting someone to repair the system has been difficult, resulting in the system being down for months. This project will replace the ASHP with a system that is more reliable. | 500000 | 16831257.6874 | 500000 | 16831257.6874 | Juneau | 34-Q
| University of Alaska Southeast | Zieglar, Adolph H. Building | Add vestibules/window and curtain wall replacement; This building was constructed in late 1960s and did not include no vestibules on entry doors. The seals on the glass curtain wall have failed creating fogging in-between the window panes. This project will install vestibules on the doorways and replace the glass curtain walls. These improvements will improve the comfort of the building interior and reduce heating cost. | 150000 | 16981257.6874 | 150000 | 16981257.6874 | Ketchikan | 36-R
| University of Alaska Southeast | Zieglar, Adolph H. Building | Install Back-up Power; Ketchikan currently does not have a back-up power system. This project will install a generator and switching for temporary back-up power to the Ziegler and Paul Buildings. Electrical Engineer based estimate on a 200 KW generator installed in parking lot. | 260000 | 17241257.6874 | 260000 | 17241257.6874 | Ketchikan | 36-R
| University of Alaska Southeast | Zieglar, Adolph H. Building | Install Electronic Key Card System; Electronic Door Locking systems are becoming more flexible and affordable. This type of system will allow greater flexibility to administration in who is allowed in the building. It also provides a greater security by quickly keeping door locked for someone who has recently lost privileges to building access. This project will install card lock system on the building entrance doors for Paul / Zenger / Maritime buildings | 50000 | 17291257.6874 | 50000 | 17291257.6874 | Ketchikan | 36-R
| University of Alaska Southeast | Paul, William L. Building | ADA Entry; The main entrance to Paul is a ramp is steeper than allowed by ADA Accessibility Guidelines (ADAAG). This project will remove and replace existing sidewalks, ramps, handrails and associated retaining walls in order meet current ADA regulations. This project can be designed, bid and constructed in the current fiscal year | 350000 | 17641257.6874 | 350000 | 17641257.6874 | Ketchikan | 36-R
| University of Alaska Southeast | Paul, William L. Building | Add vestibules/window and curtain wall replacement; This building was constructed in early 1970s and did not include no vestibules on entry doors. The seals on the glass curtain wall have failed creating fogging in-between the window panes. This project will install vestibules on the doorways and replace the glass curtain walls. These improvements will improve the comfort of the building interior and reduce heating cost. | 150000 | 17791257.6874 | 150000 | 17791257.6874 | Ketchikan | 36-R
| University of Alaska Southeast | Paul, William L. Building | Replace 5th level access; This is a platform lift. | 100000 | 17891257.6874 | 100000 | 17891257.6874 | Ketchikan | 36-R
| University of Alaska Southeast | Southeast Alaska Maritime Training Center | Install Back-up Power; Ketchikan currently does not have a back-up power system. This project will install a generator and switching for temporary back-up power. Electrical Engineer based estimate on a 200 KW generator installed in parking lot. | 260000 | 18151257.6874 | 260000 | 18151257.6874 | Ketchikan | 36-R
| University of Alaska Southeast | Southeast Alaska Maritime Training Center | Replace Roofing System; Southeast Alaska Maritime Training Center houses ship’s bridge training simulators, health sciences and general science labs, classrooms, and faculty offices. All essential programs to UAS's mission. The Maritime Center roof is more than 40 years old, and has exceeded its useful life. The roof system has very little insulation causing substantial heat loss and high heating costs. Inadequate insulation is more than a thermal issue; the sound of heavy rain reverberating on the roof is so loud it disrupts classes, forcing faculty to shout to be heard. This project will replace the roof system with a new well insulated roofing system that has a 40 year warranty that will save 10%-15% in annual heating costs. Economic Impact Project funding is estimated to be proportionately used for 75% Local Construction Contractors, 15% Alaska Architecture/Engineering Consultants, 10% UAS project management. | 800000 | 18951257.6874 | 800000 | 18951257.6874 | Ketchikan | 36-R
| University of Alaska Southeast | Southeast Alaska Maritime Training Center | Siding & add insulation (formerly Hamilton); Replace existing 35 year old damaged siding. Add insulation under. | 250000 | 19201257.6874 | 250000 | 19201257.6874 | Ketchikan | 36-R
| University of Alaska Southeast | Southeast Alaska Maritime Training Center | Siding & add insulation (formerly Robertson); This building was constructed using tilt-up concrete slabs with no added insulation. This project will install a layer of insulation on exterior concrete walls and then an enameled steel siding layer. This will improve the building appearance, heating efficiency and lower the heating costs. | 350000 | 19551257.6874 | 350000 | 19551257.6874 | Ketchikan | 36-R
| University of Alaska Southeast | Hangar 332 | Atrium Skylight Replace/Repair; Sitka Campus main entry overhead skylight is showing evidence of leaks; maintenance has caulked leaky areas as a temporary solution. This project will provide a more permanent water seal around the skylight. | 100000 | 19651257.6874 | 100000 | 19651257.6874 | Sitka | 35-R
| University of Alaska Southeast | Hangar 332 | Campus Emergency Power; Sitka Campus Emergency Power: Sitka Campus does not currently have a backup generator for power failure. The campus houses important research material in deep freeze freezers; a prolonged power failure could cause irreplaceable damage to research materials. Student instruction and employee work cannot proceed during a power outage. During the COVID-19 pandemic, UAS relocated their -80 Degree freezer to the Sitka fire hall because they had back-up power and then it could be used for storage services for the Pfizer Vaccine. This project will install an emergency generator that can accommodate campus operations during a power outage, thus protecting the research materials and improving the resiliency of the UAS Sitka campus and improve support and services during an emergency Economic Impact: Project funding is estimated to be proportionately used for 75% Local Construction Contractors, 15% Alaska Architecture/Engineering Consultants, 10% UAS project management. | 500000 | 20151257.6874 | 500000 | 20151257.6874 | Sitka | 35-R
| University of Alaska Southeast | Hangar 332 | Canopy between hangar entrance and Kiln shed entrance; Canopy over this doorway will improve maintenance and extend the life of the entry by protecting the doorway from snow and rain. | 100000 | 20251257.6874 | 100000 | 20251257.6874 | Sitka | 35-R
| University of Alaska Southeast | Hangar 332 | Canopy over welding shop exterior door; Canopy over this doorway will improve maintenance and extend the life of the entry by protecting the doorway from snow and rain. | 75000 | 20326257.6874 | 75000 | 20326257.6874 | Sitka | 35-R
| University of Alaska Southeast | Hangar 332 | Elevator replacement; Original building elevator has shown signs of failure; current fix is to replace circuit board; parts are difficult to find; may require replacement | 327000 | 20653257.6874 | 327000 | 20653257.6874 | Sitka | 35-R
| University of Alaska Southeast | Hangar 332 | Remove exterior chiller; The exterior chiller is non-functional, and requires an active circulating pump to keep water from freezing. Removal of the chiller will allow the decommissioning of the chiller circulating pump which will save money. | 45000 | 20698257.6874 | 45000 | 20698257.6874 | Sitka | 35-R
| University of Alaska Southeast | Hangar 332 | Replace Windows; Windows are aging and do not provide adequate insulating capacity. Windows need to be replaced in order to decrease building heating costs. | 250000 | 20948257.6874 | 250000 | 20948257.6874 | Sitka | 35-R
| University of Alaska Southeast | Hangar 332 | SIT inspect/repair shed roof over campus offices; The shed roof over the office portion of the campus facilities leaks periodically. This project will inspect and recommend repair alternatives and costs to fix this issue. | 155000 | 21103257.6874 | 155000 | 21103257.6874 | Sitka | 35-R

## UA System Office
University of Alaska
(Formatted to Thousands)
|  |  |  | Project Cost ($00.0) | Running Total ($00.0) | GF Cost ($00.0) | GF Running Total ($00.0)
Dept. | [7 empty] | Location (City) | House District
Priority | Allocation | Project Title | Project Description
| UA System Office | Butrovich, John Building | DETERMINE SOLUTION FOR THE COW'S TOUNGE ROOF DRAIN THAT IS DISCHARGING WATER ON TO THE ADA PARKING SPACES ON NORTH EAST SIDE OF THE BUILDING; | 50000 | 50000 | 50000 | 50000 | Fairbanks | 5-C
| UA System Office | Butrovich, John Building | FLASHING ON THE GLASS CANOPY; | 65000 | 115000 | 65000 | 115000 | Fairbanks | 5-C
| UA System Office | Butrovich, John Building | INSTALL HEARING LOOP.; INSTALL HEARING LOGIN IN ROOM 350A, THE OCCUPANCY IS 109. | 10000 | 125000 | 10000 | 125000 | Fairbanks | 5-C
| UA System Office | Butrovich, John Building | INSTALL HUMIDIFICATION SYSTEM FOR ALL 4 AIR HANDLING UNITS; | 135000 | 260000 | 135000 | 260000 | Fairbanks | 5-C
| UA System Office | Butrovich, John Building | INSTALL WAINSCOAT PANELS IN THE VISTIBULE OF REGENTS CONFERENCE ROOM ; | 50000 | 310000 | 50000 | 310000 | Fairbanks | 5-C
| UA System Office | Butrovich, John Building | LIGHTING UPGRADE; LIGHTING UPGRADE INCLUDING LUTRON CONTROLS AND RE-BALLAST PARABOLIC LIGHTING FIXTURES IN THE WHOLE BUILDING - APPROX. 800 FIXTURES. BALLAST ARE AT END OF LIFE. REPLACE ARTWORK LIGHTING FIXTURES WITH LEDS. REPLACE ARTWORK LIGHTING FIXTURES WITH LEDS | 700000 | 1010000 | 700000 | 1010000 | Fairbanks | 5-C
| UA System Office | Butrovich, John Building | PAINT EAST EXTERIOR EXIT DOOR FROM ROOM 109B AT LOADING LOCK; | 5000 | 1015000 | 5000 | 1015000 | Fairbanks | 5-C
| UA System Office | Butrovich, John Building | RECONSTRUCT EAST PARKING LOT, SIDEWALKS , CURB AND GUTTER ; SCOPE NEED RE-EVALUATION AFTER SNOW MELT. MAY NEED RESEALING EVERY 3 YEARS | 564000 | 1579000 | 564000 | 1579000 | Fairbanks | 5-C
| UA System Office | Butrovich, John Building | REFURBISH BUILDING RESTROOMS INCLUDING LIGHTING UPGRADE 100M2, 100W2, 200R1, 200R2, 200M3, 200W3; | 360000 | 1939000 | 360000 | 1939000 | Fairbanks | 5-C
| UA System Office | Butrovich, John Building | REPAIR CONCRETE PANELS AT THE BOTTOM OF THE COOLING TOWERS THAT IS SPALLING; | 95000 | 2034000 | 95000 | 2034000 | Fairbanks | 5-C
| UA System Office | Butrovich, John Building | REPLACE CARPET BUILDING WIDE ; THE CARPET BUILDING WIDE IS SHOWING SIGNS OF WEAR AND TEAR AND FOR A CONSISTENT LOOK A BUILDING WIDE CARPET REPLACEMENT IS NEEDED. IT IS ESTIMATED $8 PSF | 300000 | 2334000 | 300000 | 2334000 | Fairbanks | 5-C
| UA System Office | Butrovich, John Building | REPLACE CARPET ON THE FIRST FLOOR AT TRANSMISSION FROM HALLWAY TO OFFICES WITH STALE TO MARCH SECOND FLOOR ; | 290000 | 2624000 | 290000 | 2624000 | Fairbanks | 5-C
| UA System Office | Butrovich, John Building | REPLACE BACK CANOPY LIGHTING FIXTURES WITH LEDS ; THE PROJECT IS TO REPLACE THE EXISTING CANOPY LIGHTS WITH MORE ENERGY EFFICIENT LED LIGHTS | 5000 | 2629000 | 5000 | 2629000 | Fairbanks | 5-C
| UA System Office | Butrovich, John Building | REPLACE BUILDING ROOM SIGNS; THE ROOM NUMBER AND ROOM FUNCTION SIGN IN BUTROVICH DO NOT MEET THE ADA REQUIREMENTS. THE SIGNS ARE MISSING BRAILLE. ALL THE SIGNS NEEDED TO BE REPLACED | 10000 | 2639000 | 10000 | 2639000 | Fairbanks | 5-C
| UA System Office | Butrovich, John Building | REPLACE HALLWAY CARPET AND CEILING ON FLOOR FIRST AND SECOND FLOOR; | 254000 | 2893000 | 254000 | 2893000 | Fairbanks | 5-C
| UA System Office | Butrovich, John Building | REPLACE LIGHTS AND LIGHTING CONTROLS; BUTROVICH LIGHTS ARE ALWAYS ILLUMINATED DUE TO LACK OF LIGHT SWITCHING. THE FIXTRES ARE APPROCHING 40-YEARS OLD ANDNEED TO BE RETROFITTED | 1548000 | 4441000 | 1548000 | 4441000 | Fairbanks | 5-C
| UA System Office | Butrovich, John Building | REPLACE RECESSED CAN LIGHTING FIXTURES WITH LEDS IN THE MAIN HALLWAY; | 185000 | 4626000 | 185000 | 4626000 | Fairbanks | 5-C
| UA System Office | Butrovich, John Building | REPLACE STAR TREADS WITH MORE DURABLE MATERIAL TERRAZO , SLATE OR QUARZITE TILE.; | 285000 | 4911000 | 285000 | 4911000 | Fairbanks | 5-C
| UA System Office | Butrovich, John Building | REPLACEMENT OF THE WEST SIDE RETAINING WALL; | 400000 | 5311000 | 400000 | 5311000 | Fairbanks | 5-C
| UA System Office | Butrovich, John Building | RETRO-COMMISSIONING; | 50000 | 5361000 | 50000 | 5361000 | Fairbanks | 5-C
| UA System Office | University Lake Building | Building Wiring - Replace building wiring | 30000 | 5391000 | 30000 | 5391000 | Anchorage | 17-I
| UA System Office | University Lake Building | Chiller - Liebert Unit - Replace Chiller - Liebert Unit | 10000 | 5401000 | 10000 | 5401000 | Anchorage | 17-I
| UA System Office | University Lake Building | Faucets & Sinks - Replace faucets and sinks throughout building | 1000 | 5402000 | 1000 | 5402000 | Anchorage | 17-I
| UA System Office | University Lake Building | Med Bath - 4 to 5 units no Shower - Medium bathroom renovation (4 to 5 units, no shower) including ADA updates and general remodeling | 60000 | 5462000 | 60000 | 5462000 | Anchorage | 17-I
| UA System Office | University Lake Building | Painting - Re-paint building exterior | 184000 | 5646000 | 184000 | 5646000 | Anchorage | 17-I
| UA System Office | University Lake Building | Return Fans - 5 to 10 HP - Replace Return Fans - 5 to 10 HP | 208000 | 5854000 | 208000 | 5854000 | Anchorage | 17-I
| UA System Office | University Lake Building | Smoke/Heat Detectors (Stand Alone) - Replace Smoke/Heat Detectors (Stand Alone) | 47200 | 5901200 | 47200 | 5901200 | Anchorage | 17-I
| UA System Office | University Lake Building | Windows - Small - Replace small exterior windows | 162000 | 6063200 | 162000 | 6063200 | Anchorage | 17-I
| UA System Office | University Lake Building Annex | Building Wiring - Replace building wiring | 63500 | 6126700 | 63500 | 6126700 | Anchorage | 17-I
| UA System Office | University Lake Building Annex | Painting - Re-paint building exterior | 98000 | 6224700 | 98000 | 6224700 | Anchorage | 17-I
| UA System Office | University Lake Building Annex | Return Fans - 5 to 10 HP - Replace Return Fans - 5 to 10 HP | 130000 | 6354700 | 130000 | 6354700 | Anchorage | 17-I
| UA System Office | University Lake Building Annex | Windows - Small - Replace small exterior windows | 108000 | 6462700 | 108000 | 6462700 | Anchorage | 17-I

## Validation Lists (hidden)
CBR Template |  | Total DM-R&R List
Campus Type | Request Type | Project Category
Main | New Construction: Academic | DM
Community | New Construction: Research | R&R
New Construction: Student Life
New Construction: Infrastructure
Acquisition
One-Time Items
One-Time Items: Research
One-Time Items: Academic Equipment
DM/R&R
Major M&R